## Recommendations
Month | Building Id | Actual Best Schedule | REC for HEOM k =1 | Rating | REC for HEOM k=2 | Rating | HVDM k = 1 | Rating | HVDM k =2 | Rating
JAN | 2068 | 3 | 1 | 4.54 | 1,2 |  | 1 | 4.54 | 1,3
JAN | 2876 | 1 | 3 | 4.6875 | 3,5 |  | 3 | 4.6875 | 3,5
JAN | 7447 | 3 | 1 | 4.84 | 1,2 |  | 1 | 4.84 | 1,3 | HEOM | 4.5815
JAN | 14231 | 3 | 3 | 3.75 | 1,3 |  | 3 | 3.75 | 1,3 | HVDM | 4.0745
JAN | 30719 | 1 | 2 | 4.73 | 1,2 |  | 1 | 4.87 | 1,3
JAN | 116279 | 3 | 3 | 5 | 3,5 |  | 5 | 4.03 | 4,5
JAN | 202101 | 4 | 1 | 4.7 | 1,2 |  | 5 | 3.11 | 4,5
JAN | 395397 | 3 | 3 | 5 | 2,3 |  | 5 | 3.88 | 4,5
JAN | 505333 | 1 | 1 | 4.85 | 1,2 |  | 5 | 4.07 | 4,5
JAN | 2578 | 3 | 2 | 4.31 | 1,2 |  | 5 | 3.81 | 4,5
JAN | 5274 | 3 | 3 | 5 | 1,3 |  | 5 | 3.97 | 4,5
JAN | 9112 | 3 | 1 | 4.75 | 1,3 |  | 5 | 3.97 | 4,5
JAN | 37662 | 3 | 2 | 4.385 | 1,3 |  | 5 | 4.02 | 4,5
JAN | 41979 | 3 | 2 | 3.18 | 2,3 |  | 5 | 2.81 | 4,5
JAN | 316423 | 3 | 3 | 5 | 3,5 |  | 1 | 4.76 | 1,3
FEB | 2068 | 3 | 1 | 4.6337 | 1,2 |  | 1 | 4.54 | 1,3
FEB | 2876 | 1 | 3 | 3.7484 | 3,5 |  | 3 | 4.6875 | 3,5
FEB | 7447 | 3 | 1 | 3.0488 | 1,2 |  | 1 | 4.84 | 1,3
FEB | 14231 | 3 | 3 | 5 | 1,3 |  | 3 | 3.75 | 1,3
FEB | 30719 | 1 | 2 | 3.5562 | 1,2 |  | 1 | 4.87 | 1,3
FEB | 116279 | 3 | 3 | 3.2956 | 3,5 |  | 5 | 4.03 | 4,5
FEB | 202101 | 4 | 1 | 3.088 | 1,2 |  | 5 | 3.11 | 4,5
FEB | 395397 | 3 | 3 | 3.7119 | 2,3 |  | 5 | 3.88 | 4,5
FEB | 505333 | 1 | 1 | 3.7991 | 1,2 |  | 5 | 4.07 | 4,5
FEB | 2578 | 3 | 2 | 3.0664 | 1,2 |  | 5 | 3.81 | 4,5
FEB | 5274 | 3 | 3 | 5 | 1,3 |  | 5 | 3.97 | 4,5
FEB | 9112 | 3 | 1 | 3.7841 | 1,3 |  | 5 | 3.97 | 4,5
FEB | 37662 | 3 | 2 | 3.495 | 1,3 |  | 5 | 4.02 | 4,5
FEB | 41979 | 3 | 2 | 3.3607 | 2,3 |  | 5 | 2.81 | 4,5
FEB | 316423 | 3 | 3 | 5 | 3,5 |  | 1 | 3.43 | 1,3
MAR | 2068 | 3 | 1 | 4.54 | 1,2 |  | 1 | 4.54 | 1,3
MAR | 2876 | 1 | 3 | 4.6875 | 3,5 |  | 3 | 4.6875 | 3,5
MAR | 7447 | 3 | 1 | 4.84 | 1,2 |  | 1 | 4.84 | 1,3
MAR | 14231 | 3 | 3 | 3.75 | 1,3 |  | 3 | 3.75 | 1,3
MAR | 30719 | 1 | 2 | 4.73 | 1,2 |  | 1 | 4.87 | 1,3
MAR | 116279 | 3 | 3 | 5 | 3,5 |  | 5 | 4.03 | 4,5
MAR | 202101 | 4 | 1 | 4.7 | 1,2 |  | 5 | 3.11 | 4,5
MAR | 395397 | 3 | 3 | 5 | 2,3 |  | 5 | 3.88 | 4,5
MAR | 505333 | 1 | 1 | 4.85 | 1,2 |  | 5 | 4.07 | 4,5
MAR | 2578 | 3 | 2 | 4.31 | 1,2 |  | 5 | 3.81 | 4,5
MAR | 5274 | 3 | 3 | 5 | 1,3 |  | 5 | 3.97 | 4,5
MAR | 9112 | 3 | 1 | 4.75 | 1,3 |  | 5 | 3.97 | 4,5
MAR | 37662 | 3 | 2 | 4.385 | 1,3 |  | 5 | 4.02 | 4,5
MAR | 41979 | 3 | 2 | 3.18 | 2,3 |  | 5 | 2.81 | 4,5
MAR | 316423 | 3 | 3 | 2.75 | 3,5 |  | 1 | 3.43 | 1,3

## Sheet1
Building ID | Date | Fuel |  | Unprogrammed Heating Energy [GJ] | Unprogrammed Cost [$] | Optimized Energy [J] | Optimized Cost [$] | Building ID | Date | Fuel |  | Unprogrammed Heating Energy [GJ] | Unprogrammed Cost [$] | Optimized Energy [J] | Optimized Cost [$] | Building ID | Date | Fuel |  | Unprogrammed Heating Energy [GJ] | Unprogrammed Cost [$] | Optimized Energy [J] | Optimized Cost [$] | Building ID | Date | Fuel |  | Unprogrammed Heating Energy [GJ] | Unprogrammed Cost [$] | Optimized Energy [J] | Optimized Cost [$] | Building ID | Date | Fuel |  | Unprogrammed Heating Energy [GJ] | Unprogrammed Cost [$] | Optimized Energy [J] | Optimized Cost [$] | Building ID | Date | Fuel |  | Unprogrammed Heating Energy [GJ] | Unprogrammed Cost [$] | Optimized Energy [J] | Optimized Cost [$] | Building ID | Date | Fuel |  | Unprogrammed Heating Energy [GJ] | Unprogrammed Cost [$] | Optimized Energy [J] | Optimized Cost [$] | Building ID | Date | Fuel |  | Unprogrammed Heating Energy [GJ] | Unprogrammed Cost [$] | Optimized Energy [J] | Optimized Cost [$] | Building ID | Date | Fuel |  | Unprogrammed Heating Energy [GJ] | Unprogrammed Cost [$] | Optimized Energy [J] | Optimized Cost [$] | Building ID | Date | Fuel |  | Unprogrammed Heating Energy [GJ] | Unprogrammed Cost [$] | Optimized Energy [J] | Optimized Cost [$] | Building ID | Date | Fuel |  | Unprogrammed Heating Energy [GJ] | Unprogrammed Cost [$] | Optimized Energy [J] | Optimized Cost [$] | Building ID | Date | Fuel |  | Unprogrammed Heating Energy [GJ] | Unprogrammed Cost [$] | Optimized Energy [J] | Optimized Cost [$] | Building ID | Date | Fuel |  | Unprogrammed Heating Energy [GJ] | Unprogrammed Cost [$] | Optimized Energy [J] | Optimized Cost [$] | Building ID | Date | Fuel |  | Unprogrammed Heating Energy [GJ] | Unprogrammed Cost [$] | Optimized Energy [J] | Optimized Cost [$] | Building ID | Date | Fuel |  | Unprogrammed Heating Energy [GJ] | Unprogrammed Cost [$] | Optimized Energy [J] | Optimized Cost [$] | Building ID | Date | Fuel |  | Unprogrammed Heating Energy [GJ] | Unprogrammed Cost [$] | Optimized Energy [J] | Optimized Cost [$] | Building ID | Date | Fuel |  | Unprogrammed Heating Energy [GJ] | Unprogrammed Cost [$] | Optimized Energy [J] | Optimized Cost [$] | Building ID | Date | Fuel |  | Unprogrammed Heating Energy [GJ] | Unprogrammed Cost [$] | Optimized Energy [J] | Optimized Cost [$] | Building ID | Date | Fuel |  | Unprogrammed Heating Energy [GJ] | Unprogrammed Cost [$] | Optimized Energy [J] | Optimized Cost [$] | Building ID | Date | Fuel |  | Unprogrammed Heating Energy [GJ] | Unprogrammed Cost [$] | Optimized Energy [J] | Optimized Cost [$] | Building ID | Date | Fuel |  | Unprogrammed Heating Energy [GJ] | Unprogrammed Cost [$] | Optimized Energy [J] | Optimized Cost [$] | Building ID | Date | Fuel |  | Unprogrammed Heating Energy [GJ] | Unprogrammed Cost [$] | Optimized Energy [J] | Optimized Cost [$] | Building ID | Date | Fuel |  | Unprogrammed Heating Energy [GJ] | Unprogrammed Cost [$] | Optimized Energy [J] | Optimized Cost [$] | Building ID | Date | Fuel |  | Unprogrammed Heating Energy [GJ] | Unprogrammed Cost [$] | Optimized Energy [J] | Optimized Cost [$] | Building ID | Date | Fuel |  | Unprogrammed Heating Energy [GJ] | Unprogrammed Cost [$] | Optimized Energy [J] | Optimized Cost [$] | Building ID | Date | Fuel |  | Unprogrammed Heating Energy [GJ] | Unprogrammed Cost [$] | Optimized Energy [J] | Optimized Cost [$] | Building ID | Date | Fuel |  | Unprogrammed Heating Energy [GJ] | Unprogrammed Cost [$] | Optimized Energy [J] | Optimized Cost [$] | Building ID | Date | Fuel |  | Unprogrammed Heating Energy [GJ] | Unprogrammed Cost [$] | Optimized Energy [J] | Optimized Cost [$] | Building ID | Date | Fuel |  | Unprogrammed Heating Energy [GJ] | Unprogrammed Cost [$] | Optimized Energy [J] | Optimized Cost [$] | Building ID | Date | Fuel |  | Unprogrammed Heating Energy [GJ] | Unprogrammed Cost [$] | Optimized Energy [J] | Optimized Cost [$] | Building ID | Date | Fuel |  | Unprogrammed Heating Energy [GJ] | Unprogrammed Cost [$] | Optimized Energy [J] | Optimized Cost [$] | Building ID | Date | Fuel |  | Unprogrammed Heating Energy [GJ] | Unprogrammed Cost [$] | Optimized Energy [J] | Optimized Cost [$] | Building ID | Date | Fuel |  | Unprogrammed Heating Energy [GJ] | Unprogrammed Cost [$] | Optimized Energy [J] | Optimized Cost [$] | Building ID | Date | Fuel |  | Unprogrammed Heating Energy [GJ] | Unprogrammed Cost [$] | Optimized Energy [J] | Optimized Cost [$] | Building ID | Date | Fuel |  | Unprogrammed Heating Energy [GJ] | Unprogrammed Cost [$] | Optimized Energy [J] | Optimized Cost [$] | Building ID | Date | Fuel |  | Unprogrammed Heating Energy [GJ] | Unprogrammed Cost [$] | Optimized Energy [J] | Optimized Cost [$] | Building ID | Date | Fuel |  | Unprogrammed Heating Energy [GJ] | Unprogrammed Cost [$] | Optimized Energy [J] | Optimized Cost [$] | Building ID | Date | Fuel |  | Unprogrammed Heating Energy [GJ] | Unprogrammed Cost [$] | Optimized Energy [J] | Optimized Cost [$] | Building ID | Date | Fuel |  | Unprogrammed Heating Energy [GJ] | Unprogrammed Cost [$] | Optimized Energy [J] | Optimized Cost [$] | Building ID | Date | Fuel |  | Unprogrammed Heating Energy [GJ] | Unprogrammed Cost [$] | Optimized Energy [J] | Optimized Cost [$] | Building ID | Date | Fuel |  | Unprogrammed Heating Energy [GJ] | Unprogrammed Cost [$] | Optimized Energy [J] | Optimized Cost [$] | Building ID | Date | Fuel |  | Unprogrammed Heating Energy [GJ] | Unprogrammed Cost [$] | Optimized Energy [J] | Optimized Cost [$] | Building ID | Date | Fuel |  | Unprogrammed Heating Energy [GJ] | Unprogrammed Cost [$] | Optimized Energy [J] | Optimized Cost [$] | Building ID | Date | Fuel |  | Unprogrammed Heating Energy [GJ] | Unprogrammed Cost [$] | Optimized Energy [J] | Optimized Cost [$] | Building ID | Date | Fuel |  | Unprogrammed Heating Energy [GJ] | Unprogrammed Cost [$] | Optimized Energy [J] | Optimized Cost [$] | Building ID | Date | Fuel |  | Unprogrammed Heating Energy [GJ] | Unprogrammed Cost [$] | Optimized Energy [J] | Optimized Cost [$] | Building ID | Date | Fuel |  | Unprogrammed Heating Energy [GJ] | Unprogrammed Cost [$] | Optimized Energy [J] | Optimized Cost [$] | Building ID | Date | Fuel |  | Unprogrammed Heating Energy [GJ] | Unprogrammed Cost [$] | Optimized Energy [J] | Optimized Cost [$] | Building ID | Date | Fuel |  | Unprogrammed Heating Energy [GJ] | Unprogrammed Cost [$] | Optimized Energy [J] | Optimized Cost [$] | Building ID | Date | Fuel |  | Unprogrammed Heating Energy [GJ] | Unprogrammed Cost [$] | Optimized Energy [J] | Optimized Cost [$] | Building ID | Date | Fuel |  | Unprogrammed Heating Energy [GJ] | Unprogrammed Cost [$] | Optimized Energy [J] | Optimized Cost [$] | Building ID | Date | Fuel |  | Unprogrammed Heating Energy [GJ] | Unprogrammed Cost [$] | Optimized Energy [J] | Optimized Cost [$] | Building ID | Date | Fuel |  | Unprogrammed Heating Energy [GJ] | Unprogrammed Cost [$] | Optimized Energy [J] | Optimized Cost [$] | Building ID | Date | Fuel |  | Unprogrammed Heating Energy [GJ] | Unprogrammed Cost [$] | Optimized Energy [J] | Optimized Cost [$] | Building ID | Date | Fuel |  | Unprogrammed Heating Energy [GJ] | Unprogrammed Cost [$] | Optimized Energy [J] | Optimized Cost [$] | Building ID | Date | Fuel |  | Unprogrammed Heating Energy [GJ] | Unprogrammed Cost [$] | Optimized Energy [J] | Optimized Cost [$] | Building ID | Date | Fuel |  | Unprogrammed Heating Energy [GJ] | Unprogrammed Cost [$] | Optimized Energy [J] | Optimized Cost [$] | Building ID | Date | Fuel |  | Unprogrammed Heating Energy [GJ] | Unprogrammed Cost [$] | Optimized Energy [J] | Optimized Cost [$] | Building ID | Date | Fuel |  | Unprogrammed Heating Energy [GJ] | Unprogrammed Cost [$] | Optimized Energy [J] | Optimized Cost [$] | Building ID | Date | Fuel |  | Unprogrammed Heating Energy [GJ] | Unprogrammed Cost [$] | Optimized Energy [J] | Optimized Cost [$] | Building ID | Date | Fuel |  | Unprogrammed Heating Energy [GJ] | Unprogrammed Cost [$] | Optimized Energy [J] | Optimized Cost [$] | Building ID | Date | Fuel |  | Unprogrammed Heating Energy [GJ] | Unprogrammed Cost [$] | Optimized Energy [J] | Optimized Cost [$] | Building ID | Date | Fuel |  | Unprogrammed Heating Energy [GJ] | Unprogrammed Cost [$] | Optimized Energy [J] | Optimized Cost [$] | Building ID | Date | Fuel |  | Unprogrammed Heating Energy [GJ] | Unprogrammed Cost [$] | Optimized Energy [J] | Optimized Cost [$] | Building ID | Date | Fuel |  | Unprogrammed Heating Energy [GJ] | Unprogrammed Cost [$] | Optimized Energy [J] | Optimized Cost [$] | Building ID | Date | Fuel |  | Unprogrammed Heating Energy [GJ] | Unprogrammed Cost [$] | Optimized Energy [J] | Optimized Cost [$] | Building ID | Date | Fuel |  | Unprogrammed Heating Energy [GJ] | Unprogrammed Cost [$] | Optimized Energy [J] | Optimized Cost [$] | Building ID | Date | Fuel |  | Unprogrammed Heating Energy [GJ] | Unprogrammed Cost [$] | Optimized Energy [J] | Optimized Cost [$] | Building ID | Date | Fuel |  | Unprogrammed Heating Energy [GJ] | Unprogrammed Cost [$] | Optimized Energy [J] | Optimized Cost [$] | Building ID | Date | Fuel |  | Unprogrammed Heating Energy [GJ] | Unprogrammed Cost [$] | Optimized Energy [J] | Optimized Cost [$] | Building ID | Date | Fuel |  | Unprogrammed Heating Energy [GJ] | Unprogrammed Cost [$] | Optimized Energy [J] | Optimized Cost [$] | Building ID | Date | Fuel |  | Unprogrammed Heating Energy [GJ] | Unprogrammed Cost [$] | Optimized Energy [J] | Optimized Cost [$] | Building ID | Date | Fuel |  | Unprogrammed Heating Energy [GJ] | Unprogrammed Cost [$] | Optimized Energy [J] | Optimized Cost [$] | Building ID | Date | Fuel |  | Unprogrammed Heating Energy [GJ] | Unprogrammed Cost [$] | Optimized Energy [J] | Optimized Cost [$] | Building ID | Date | Fuel |  | Unprogrammed Heating Energy [GJ] | Unprogrammed Cost [$] | Optimized Energy [J] | Optimized Cost [$] | Building ID | Date | Fuel |  | Unprogrammed Heating Energy [GJ] | Unprogrammed Cost [$] | Optimized Energy [J] | Optimized Cost [$] | Building ID | Date | Fuel |  | Unprogrammed Heating Energy [GJ] | Unprogrammed Cost [$] | Optimized Energy [J] | Optimized Cost [$] | Building ID | Date | Fuel |  | Unprogrammed Heating Energy [GJ] | Unprogrammed Cost [$] | Optimized Energy [J] | Optimized Cost [$] | Building ID | Date | Fuel |  | Unprogrammed Heating Energy [GJ] | Unprogrammed Cost [$] | Optimized Energy [J] | Optimized Cost [$] | Building ID | Date | Fuel |  | Unprogrammed Heating Energy [GJ] | Unprogrammed Cost [$] | Optimized Energy [J] | Optimized Cost [$] | Building ID | Date | Fuel |  | Unprogrammed Heating Energy [GJ] | Unprogrammed Cost [$] | Optimized Energy [J] | Optimized Cost [$] | Building ID | Date | Fuel |  | Unprogrammed Heating Energy [GJ] | Unprogrammed Cost [$] | Optimized Energy [J] | Optimized Cost [$] | Building ID | Date | Fuel |  | Unprogrammed Heating Energy [GJ] | Unprogrammed Cost [$] | Optimized Energy [J] | Optimized Cost [$] | Building ID | Date | Fuel |  | Unprogrammed Heating Energy [GJ] | Unprogrammed Cost [$] | Optimized Energy [J] | Optimized Cost [$] | Building ID | Date | Fuel |  | Unprogrammed Heating Energy [GJ] | Unprogrammed Cost [$] | Optimized Energy [J] | Optimized Cost [$] | Building ID | Date | Fuel |  | Unprogrammed Heating Energy [GJ] | Unprogrammed Cost [$] | Optimized Energy [J] | Optimized Cost [$] | Building ID | Date | Fuel |  | Unprogrammed Heating Energy [GJ] | Unprogrammed Cost [$] | Optimized Energy [J] | Optimized Cost [$] | Building ID | Date | Fuel |  | Unprogrammed Heating Energy [GJ] | Unprogrammed Cost [$] | Optimized Energy [J] | Optimized Cost [$] | Building ID | Date | Fuel |  | Unprogrammed Heating Energy [GJ] | Unprogrammed Cost [$] | Optimized Energy [J] | Optimized Cost [$] | Building ID | Date | Fuel |  | Unprogrammed Heating Energy [GJ] | Unprogrammed Cost [$] | Optimized Energy [J] | Optimized Cost [$] | Building ID | Date | Fuel |  | Unprogrammed Heating Energy [GJ] | Unprogrammed Cost [$] | Optimized Energy [J] | Optimized Cost [$] | Building ID | Date | Fuel |  | Unprogrammed Heating Energy [GJ] | Unprogrammed Cost [$] | Optimized Energy [J] | Optimized Cost [$] | Building ID | Date | Fuel |  | Unprogrammed Heating Energy [GJ] | Unprogrammed Cost [$] | Optimized Energy [J] | Optimized Cost [$] | Building ID | Date | Fuel |  | Unprogrammed Heating Energy [GJ] | Unprogrammed Cost [$] | Optimized Energy [J] | Optimized Cost [$] | Building ID | Date | Fuel |  | Unprogrammed Heating Energy [GJ] | Unprogrammed Cost [$] | Optimized Energy [J] | Optimized Cost [$] | Building ID | Date | Fuel |  | Unprogrammed Heating Energy [GJ] | Unprogrammed Cost [$] | Optimized Energy [J] | Optimized Cost [$] | Building ID | Date | Fuel |  | Unprogrammed Heating Energy [GJ] | Unprogrammed Cost [$] | Optimized Energy [J] | Optimized Cost [$] | Building ID | Date | Fuel |  | Unprogrammed Heating Energy [GJ] | Unprogrammed Cost [$] | Optimized Energy [J] | Optimized Cost [$] | Building ID | Date | Fuel |  | Unprogrammed Heating Energy [GJ] | Unprogrammed Cost [$] | Optimized Energy [J] | Optimized Cost [$] | Building ID | Date | Fuel |  | Unprogrammed Heating Energy [GJ] | Unprogrammed Cost [$] | Optimized Energy [J] | Optimized Cost [$] | Building ID | Date | Fuel |  | Unprogrammed Heating Energy [GJ] | Unprogrammed Cost [$] | Optimized Energy [J] | Optimized Cost [$] | Building ID | Date | Fuel |  | Unprogrammed Heating Energy [GJ] | Unprogrammed Cost [$] | Optimized Energy [J] | Optimized Cost [$] | Building ID | Date | Fuel |  | Unprogrammed Heating Energy [GJ] | Unprogrammed Cost [$] | Optimized Energy [J] | Optimized Cost [$] | Building ID | Date | Fuel |  | Unprogrammed Heating Energy [GJ] | Unprogrammed Cost [$] | Optimized Energy [J] | Optimized Cost [$] | Building ID | Date | Fuel |  | Unprogrammed Heating Energy [GJ] | Unprogrammed Cost [$] | Optimized Energy [J] | Optimized Cost [$] | Building ID | Date | Fuel |  | Unprogrammed Heating Energy [GJ] | Unprogrammed Cost [$] | Optimized Energy [J] | Optimized Cost [$] | Building ID | Date | Fuel |  | Unprogrammed Heating Energy [GJ] | Unprogrammed Cost [$] | Optimized Energy [J] | Optimized Cost [$] | Building ID | Date | Fuel |  | Unprogrammed Heating Energy [GJ] | Unprogrammed Cost [$] | Optimized Energy [J] | Optimized Cost [$] | Building ID | Date | Fuel |  | Unprogrammed Heating Energy [GJ] | Unprogrammed Cost [$] | Optimized Energy [J] | Optimized Cost [$] | Building ID | Date | Fuel |  | Unprogrammed Heating Energy [GJ] | Unprogrammed Cost [$] | Optimized Energy [J] | Optimized Cost [$] | Building ID | Date | Fuel |  | Unprogrammed Heating Energy [GJ] | Unprogrammed Cost [$] | Optimized Energy [J] | Optimized Cost [$] | Building ID | Date | Fuel |  | Unprogrammed Heating Energy [GJ] | Unprogrammed Cost [$] | Optimized Energy [J] | Optimized Cost [$] | Building ID | Date | Fuel |  | Unprogrammed Heating Energy [GJ] | Unprogrammed Cost [$] | Optimized Energy [J] | Optimized Cost [$] | Building ID | Date | Fuel |  | Unprogrammed Heating Energy [GJ] | Unprogrammed Cost [$] | Optimized Energy [J] | Optimized Cost [$] | Building ID | Date | Fuel |  | Unprogrammed Heating Energy [GJ] | Unprogrammed Cost [$] | Optimized Energy [J] | Optimized Cost [$] | Building ID | Date | Fuel |  | Unprogrammed Heating Energy [GJ] | Unprogrammed Cost [$] | Optimized Energy [J] | Optimized Cost [$] | Building ID | Date | Fuel |  | Unprogrammed Heating Energy [GJ] | Unprogrammed Cost [$] | Optimized Energy [J] | Optimized Cost [$] | Building ID | Date | Fuel |  | Unprogrammed Heating Energy [GJ] | Unprogrammed Cost [$] | Optimized Energy [J] | Optimized Cost [$] | Building ID | Date | Fuel |  | Unprogrammed Heating Energy [GJ] | Unprogrammed Cost [$] | Optimized Energy [J] | Optimized Cost [$] | Building ID | Date | Fuel |  | Unprogrammed Heating Energy [GJ] | Unprogrammed Cost [$] | Optimized Energy [J] | Optimized Cost [$] | Building ID | Date | Fuel |  | Unprogrammed Heating Energy [GJ] | Unprogrammed Cost [$] | Optimized Energy [J] | Optimized Cost [$] | Building ID | Date | Fuel |  | Unprogrammed Heating Energy [GJ] | Unprogrammed Cost [$] | Optimized Energy [J] | Optimized Cost [$] | Building ID | Date | Fuel |  | Unprogrammed Heating Energy [GJ] | Unprogrammed Cost [$] | Optimized Energy [J] | Optimized Cost [$] | Building ID | Date | Fuel |  | Unprogrammed Heating Energy [GJ] | Unprogrammed Cost [$] | Optimized Energy [J] | Optimized Cost [$] | Building ID | Date | Fuel |  | Unprogrammed Heating Energy [GJ] | Unprogrammed Cost [$] | Optimized Energy [J] | Optimized Cost [$] | Building ID | Date | Fuel |  | Unprogrammed Heating Energy [GJ] | Unprogrammed Cost [$] | Optimized Energy [J] | Optimized Cost [$] | Building ID | Date | Fuel |  | Unprogrammed Heating Energy [GJ] | Unprogrammed Cost [$] | Optimized Energy [J] | Optimized Cost [$] | Building ID | Date | Fuel |  | Unprogrammed Heating Energy [GJ] | Unprogrammed Cost [$] | Optimized Energy [J] | Optimized Cost [$] | Building ID | Date | Fuel |  | Unprogrammed Heating Energy [GJ] | Unprogrammed Cost [$] | Optimized Energy [J] | Optimized Cost [$] | Building ID | Date | Fuel |  | Unprogrammed Heating Energy [GJ] | Unprogrammed Cost [$] | Optimized Energy [J] | Optimized Cost [$] | Building ID | Date | Fuel |  | Unprogrammed Heating Energy [GJ] | Unprogrammed Cost [$] | Optimized Energy [J] | Optimized Cost [$] | Building ID | Date | Fuel |  | Unprogrammed Heating Energy [GJ] | Unprogrammed Cost [$] | Optimized Energy [J] | Optimized Cost [$] | Building ID | Date | Fuel |  | Unprogrammed Heating Energy [GJ] | Unprogrammed Cost [$] | Optimized Energy [J] | Optimized Cost [$] | Building ID | Date | Fuel |  | Unprogrammed Heating Energy [GJ] | Unprogrammed Cost [$] | Optimized Energy [J] | Optimized Cost [$] | Building ID | Date | Fuel |  | Unprogrammed Heating Energy [GJ] | Unprogrammed Cost [$] | Optimized Energy [J] | Optimized Cost [$] | Building ID | Date | Fuel |  | Unprogrammed Heating Energy [GJ] | Unprogrammed Cost [$] | Optimized Energy [J] | Optimized Cost [$] | Building ID | Date | Fuel |  | Unprogrammed Heating Energy [GJ] | Unprogrammed Cost [$] | Optimized Energy [J] | Optimized Cost [$] | Building ID | Date | Fuel |  | Unprogrammed Heating Energy [GJ] | Unprogrammed Cost [$] | Optimized Energy [J] | Optimized Cost [$] | Building ID | Date | Fuel |  | Unprogrammed Heating Energy [GJ] | Unprogrammed Cost [$] | Optimized Energy [J] | Optimized Cost [$] | Building ID | Date | Fuel |  | Unprogrammed Heating Energy [GJ] | Unprogrammed Cost [$] | Optimized Energy [J] | Optimized Cost [$] | Building ID | Date | Fuel |  | Unprogrammed Heating Energy [GJ] | Unprogrammed Cost [$] | Optimized Energy [J] | Optimized Cost [$] | Building ID | Date | Fuel |  | Unprogrammed Heating Energy [GJ] | Unprogrammed Cost [$] | Optimized Energy [J] | Optimized Cost [$] | Building ID | Date | Fuel |  | Unprogrammed Heating Energy [GJ] | Unprogrammed Cost [$] | Optimized Energy [J] | Optimized Cost [$] | Building ID | Date | Fuel |  | Unprogrammed Heating Energy [GJ] | Unprogrammed Cost [$] | Optimized Energy [J] | Optimized Cost [$] | Building ID | Date | Fuel |  | Unprogrammed Heating Energy [GJ] | Unprogrammed Cost [$] | Optimized Energy [J] | Optimized Cost [$] | Building ID | Date | Fuel |  | Unprogrammed Heating Energy [GJ] | Unprogrammed Cost [$] | Optimized Energy [J] | Optimized Cost [$] | Building ID | Date | Fuel |  | Unprogrammed Heating Energy [GJ] | Unprogrammed Cost [$] | Optimized Energy [J] | Optimized Cost [$] | Building ID | Date | Fuel |  | Unprogrammed Heating Energy [GJ] | Unprogrammed Cost [$] | Optimized Energy [J] | Optimized Cost [$] | Building ID | Date | Fuel |  | Unprogrammed Heating Energy [GJ] | Unprogrammed Cost [$] | Optimized Energy [J] | Optimized Cost [$] | Building ID | Date | Fuel |  | Unprogrammed Heating Energy [GJ] | Unprogrammed Cost [$] | Optimized Energy [J] | Optimized Cost [$] | Building ID | Date | Fuel |  | Unprogrammed Heating Energy [GJ] | Unprogrammed Cost [$] | Optimized Energy [J] | Optimized Cost [$] | Building ID | Date | Fuel |  | Unprogrammed Heating Energy [GJ] | Unprogrammed Cost [$] | Optimized Energy [J] | Optimized Cost [$] | Building ID | Date | Fuel |  | Unprogrammed Heating Energy [GJ] | Unprogrammed Cost [$] | Optimized Energy [J] | Optimized Cost [$] | Building ID | Date | Fuel |  | Unprogrammed Heating Energy [GJ] | Unprogrammed Cost [$] | Optimized Energy [J] | Optimized Cost [$] | Building ID | Date | Fuel |  | Unprogrammed Heating Energy [GJ] | Unprogrammed Cost [$] | Optimized Energy [J] | Optimized Cost [$] | Building ID | Date | Fuel |  | Unprogrammed Heating Energy [GJ] | Unprogrammed Cost [$] | Optimized Energy [J] | Optimized Cost [$] | Building ID | Date | Fuel |  | Unprogrammed Heating Energy [GJ] | Unprogrammed Cost [$] | Optimized Energy [J] | Optimized Cost [$] | Building ID | Date | Fuel |  | Unprogrammed Heating Energy [GJ] | Unprogrammed Cost [$] | Optimized Energy [J] | Optimized Cost [$] | Building ID | Date | Fuel |  | Unprogrammed Heating Energy [GJ] | Unprogrammed Cost [$] | Optimized Energy [J] | Optimized Cost [$] | Building ID | Date | Fuel |  | Unprogrammed Heating Energy [GJ] | Unprogrammed Cost [$] | Optimized Energy [J] | Optimized Cost [$] | Building ID | Date | Fuel |  | Unprogrammed Heating Energy [GJ] | Unprogrammed Cost [$] | Optimized Energy [J] | Optimized Cost [$] | Building ID | Date | Fuel |  | Unprogrammed Heating Energy [GJ] | Unprogrammed Cost [$] | Optimized Energy [J] | Optimized Cost [$] | Building ID | Date | Fuel |  | Unprogrammed Heating Energy [GJ] | Unprogrammed Cost [$] | Optimized Energy [J] | Optimized Cost [$] | Building ID | Date | Fuel |  | Unprogrammed Heating Energy [GJ] | Unprogrammed Cost [$] | Optimized Energy [J] | Optimized Cost [$] | Building ID | Date | Fuel |  | Unprogrammed Heating Energy [GJ] | Unprogrammed Cost [$] | Optimized Energy [J] | Optimized Cost [$] | Building ID | Date | Fuel |  | Unprogrammed Heating Energy [GJ] | Unprogrammed Cost [$] | Optimized Energy [J] | Optimized Cost [$] | Building ID | Date | Fuel |  | Unprogrammed Heating Energy [GJ] | Unprogrammed Cost [$] | Optimized Energy [J] | Optimized Cost [$] | Building ID | Date | Fuel |  | Unprogrammed Heating Energy [GJ] | Unprogrammed Cost [$] | Optimized Energy [J] | Optimized Cost [$] | Building ID | Date | Fuel |  | Unprogrammed Heating Energy [GJ] | Unprogrammed Cost [$] | Optimized Energy [J] | Optimized Cost [$] | Building ID | Date | Fuel |  | Unprogrammed Heating Energy [GJ] | Unprogrammed Cost [$] | Optimized Energy [J] | Optimized Cost [$] | Building ID | Date | Fuel |  | Unprogrammed Heating Energy [GJ] | Unprogrammed Cost [$] | Optimized Energy [J] | Optimized Cost [$] | Building ID | Date | Fuel |  | Unprogrammed Heating Energy [GJ] | Unprogrammed Cost [$] | Optimized Energy [J] | Optimized Cost [$] | Building ID | Date | Fuel |  | Unprogrammed Heating Energy [GJ] | Unprogrammed Cost [$] | Optimized Energy [J] | Optimized Cost [$] | Building ID | Date | Fuel |  | Unprogrammed Heating Energy [GJ] | Unprogrammed Cost [$] | Optimized Energy [J] | Optimized Cost [$] | Building ID | Date | Fuel |  | Unprogrammed Heating Energy [GJ] | Unprogrammed Cost [$] | Optimized Energy [J] | Optimized Cost [$] | Building ID | Date | Fuel |  | Unprogrammed Heating Energy [GJ] | Unprogrammed Cost [$] | Optimized Energy [J] | Optimized Cost [$] | Building ID | Date | Fuel |  | Unprogrammed Heating Energy [GJ] | Unprogrammed Cost [$] | Optimized Energy [J] | Optimized Cost [$] | Building ID | Date | Fuel |  | Unprogrammed Heating Energy [GJ] | Unprogrammed Cost [$] | Optimized Energy [J] | Optimized Cost [$] | Building ID | Date | Fuel |  | Unprogrammed Heating Energy [GJ] | Unprogrammed Cost [$] | Optimized Energy [J] | Optimized Cost [$] | Building ID | Date | Fuel |  | Unprogrammed Heating Energy [GJ] | Unprogrammed Cost [$] | Optimized Energy [J] | Optimized Cost [$] | Building ID | Date | Fuel |  | Unprogrammed Heating Energy [GJ] | Unprogrammed Cost [$] | Optimized Energy [J] | Optimized Cost [$] | Building ID | Date | Fuel |  | Unprogrammed Heating Energy [GJ] | Unprogrammed Cost [$] | Optimized Energy [J] | Optimized Cost [$] | Building ID | Date | Fuel |  | Unprogrammed Heating Energy [GJ] | Unprogrammed Cost [$] | Optimized Energy [J] | Optimized Cost [$] | Building ID | Date | Fuel |  | Unprogrammed Heating Energy [GJ] | Unprogrammed Cost [$] | Optimized Energy [J] | Optimized Cost [$] | Building ID | Date | Fuel |  | Unprogrammed Heating Energy [GJ] | Unprogrammed Cost [$] | Optimized Energy [J] | Optimized Cost [$] | Building ID | Date | Fuel |  | Unprogrammed Heating Energy [GJ] | Unprogrammed Cost [$] | Optimized Energy [J] | Optimized Cost [$] | Building ID | Date | Fuel |  | Unprogrammed Heating Energy [GJ] | Unprogrammed Cost [$] | Optimized Energy [J] | Optimized Cost [$] | Building ID | Date | Fuel |  | Unprogrammed Heating Energy [GJ] | Unprogrammed Cost [$] | Optimized Energy [J] | Optimized Cost [$] | Building ID | Date | Fuel |  | Unprogrammed Heating Energy [GJ] | Unprogrammed Cost [$] | Optimized Energy [J] | Optimized Cost [$] | Building ID | Date | Fuel |  | Unprogrammed Heating Energy [GJ] | Unprogrammed Cost [$] | Optimized Energy [J] | Optimized Cost [$] | Building ID | Date | Fuel |  | Unprogrammed Heating Energy [GJ] | Unprogrammed Cost [$] | Optimized Energy [J] | Optimized Cost [$] | Building ID | Date | Fuel |  | Unprogrammed Heating Energy [GJ] | Unprogrammed Cost [$] | Optimized Energy [J] | Optimized Cost [$] | Building ID | Date | Fuel |  | Unprogrammed Heating Energy [GJ] | Unprogrammed Cost [$] | Optimized Energy [J] | Optimized Cost [$] | Building ID | Date | Fuel |  | Unprogrammed Heating Energy [GJ] | Unprogrammed Cost [$] | Optimized Energy [J] | Optimized Cost [$] | Building ID | Date | Fuel |  | Unprogrammed Heating Energy [GJ] | Unprogrammed Cost [$] | Optimized Energy [J] | Optimized Cost [$] | Building ID | Date | Fuel |  | Unprogrammed Heating Energy [GJ] | Unprogrammed Cost [$] | Optimized Energy [J] | Optimized Cost [$] | Building ID | Date | Fuel |  | Unprogrammed Heating Energy [GJ] | Unprogrammed Cost [$] | Optimized Energy [J] | Optimized Cost [$] | Building ID | Date | Fuel |  | Unprogrammed Heating Energy [GJ] | Unprogrammed Cost [$] | Optimized Energy [J] | Optimized Cost [$] | Building ID | Date | Fuel |  | Unprogrammed Heating Energy [GJ] | Unprogrammed Cost [$] | Optimized Energy [J] | Optimized Cost [$] | Building ID | Date | Fuel |  | Unprogrammed Heating Energy [GJ] | Unprogrammed Cost [$] | Optimized Energy [J] | Optimized Cost [$] | Building ID | Date | Fuel |  | Unprogrammed Heating Energy [GJ] | Unprogrammed Cost [$] | Optimized Energy [J] | Optimized Cost [$] | Building ID | Date | Fuel |  | Unprogrammed Heating Energy [GJ] | Unprogrammed Cost [$] | Optimized Energy [J] | Optimized Cost [$] | Building ID | Date | Fuel |  | Unprogrammed Heating Energy [GJ] | Unprogrammed Cost [$] | Optimized Energy [J] | Optimized Cost [$] | Building ID | Date | Fuel |  | Unprogrammed Heating Energy [GJ] | Unprogrammed Cost [$] | Optimized Energy [J] | Optimized Cost [$] | Building ID | Date | Fuel |  | Unprogrammed Heating Energy [GJ] | Unprogrammed Cost [$] | Optimized Energy [J] | Optimized Cost [$] | Building ID | Date | Fuel |  | Unprogrammed Heating Energy [GJ] | Unprogrammed Cost [$] | Optimized Energy [J] | Optimized Cost [$] | Building ID | Date | Fuel |  | Unprogrammed Heating Energy [GJ] | Unprogrammed Cost [$] | Optimized Energy [J] | Optimized Cost [$] | Building ID | Date | Fuel |  | Unprogrammed Heating Energy [GJ] | Unprogrammed Cost [$] | Optimized Energy [J] | Optimized Cost [$] | Building ID | Date | Fuel |  | Unprogrammed Heating Energy [GJ] | Unprogrammed Cost [$] | Optimized Energy [J] | Optimized Cost [$] | Building ID | Date | Fuel |  | Unprogrammed Heating Energy [GJ] | Unprogrammed Cost [$] | Optimized Energy [J] | Optimized Cost [$] | Building ID | Date | Fuel |  | Unprogrammed Heating Energy [GJ] | Unprogrammed Cost [$] | Optimized Energy [J] | Optimized Cost [$] | Building ID | Date | Fuel |  | Unprogrammed Heating Energy [GJ] | Unprogrammed Cost [$] | Optimized Energy [J] | Optimized Cost [$] | Building ID | Date | Fuel |  | Unprogrammed Heating Energy [GJ] | Unprogrammed Cost [$] | Optimized Energy [J] | Optimized Cost [$] | Building ID | Date | Fuel |  | Unprogrammed Heating Energy [GJ] | Unprogrammed Cost [$] | Optimized Energy [J] | Optimized Cost [$] | Building ID | Date | Fuel |  | Unprogrammed Heating Energy [GJ] | Unprogrammed Cost [$] | Optimized Energy [J] | Optimized Cost [$] | Building ID | Date | Fuel |  | Unprogrammed Heating Energy [GJ] | Unprogrammed Cost [$] | Optimized Energy [J] | Optimized Cost [$] | Building ID | Date | Fuel |  | Unprogrammed Heating Energy [GJ] | Unprogrammed Cost [$] | Optimized Energy [J] | Optimized Cost [$] | Building ID | Date | Fuel |  | Unprogrammed Heating Energy [GJ] | Unprogrammed Cost [$] | Optimized Energy [J] | Optimized Cost [$] | Building ID | Date | Fuel |  | Unprogrammed Heating Energy [GJ] | Unprogrammed Cost [$] | Optimized Energy [J] | Optimized Cost [$] | Building ID | Date | Fuel |  | Unprogrammed Heating Energy [GJ] | Unprogrammed Cost [$] | Optimized Energy [J] | Optimized Cost [$] | Building ID | Date | Fuel |  | Unprogrammed Heating Energy [GJ] | Unprogrammed Cost [$] | Optimized Energy [J] | Optimized Cost [$] | Building ID | Date | Fuel |  | Unprogrammed Heating Energy [GJ] | Unprogrammed Cost [$] | Optimized Energy [J] | Optimized Cost [$] | Building ID | Date | Fuel |  | Unprogrammed Heating Energy [GJ] | Unprogrammed Cost [$] | Optimized Energy [J] | Optimized Cost [$] | Building ID | Date | Fuel |  | Unprogrammed Heating Energy [GJ] | Unprogrammed Cost [$] | Optimized Energy [J] | Optimized Cost [$] | Building ID | Date | Fuel |  | Unprogrammed Heating Energy [GJ] | Unprogrammed Cost [$] | Optimized Energy [J] | Optimized Cost [$] | Building ID | Date | Fuel |  | Unprogrammed Heating Energy [GJ] | Unprogrammed Cost [$] | Optimized Energy [J] | Optimized Cost [$] | Building ID | Date | Fuel |  | Unprogrammed Heating Energy [GJ] | Unprogrammed Cost [$] | Optimized Energy [J] | Optimized Cost [$] | Building ID | Date | Fuel |  | Unprogrammed Heating Energy [GJ] | Unprogrammed Cost [$] | Optimized Energy [J] | Optimized Cost [$] | Building ID | Date | Fuel |  | Unprogrammed Heating Energy [GJ] | Unprogrammed Cost [$] | Optimized Energy [J] | Optimized Cost [$] | Building ID | Date | Fuel |  | Unprogrammed Heating Energy [GJ] | Unprogrammed Cost [$] | Optimized Energy [J] | Optimized Cost [$] | Building ID | Date | Fuel |  | Unprogrammed Heating Energy [GJ] | Unprogrammed Cost [$] | Optimized Energy [J] | Optimized Cost [$] | Building ID | Date | Fuel |  | Unprogrammed Heating Energy [GJ] | Unprogrammed Cost [$] | Optimized Energy [J] | Optimized Cost [$] | Building ID | Date | Fuel |  | Unprogrammed Heating Energy [GJ] | Unprogrammed Cost [$] | Optimized Energy [J] | Optimized Cost [$] | Building ID | Date | Fuel |  | Unprogrammed Heating Energy [GJ] | Unprogrammed Cost [$] | Optimized Energy [J] | Optimized Cost [$] | Building ID | Date | Fuel |  | Unprogrammed Heating Energy [GJ] | Unprogrammed Cost [$] | Optimized Energy [J] | Optimized Cost [$] | Building ID | Date | Fuel |  | Unprogrammed Heating Energy [GJ] | Unprogrammed Cost [$] | Optimized Energy [J] | Optimized Cost [$] | Building ID | Date | Fuel |  | Unprogrammed Heating Energy [GJ] | Unprogrammed Cost [$] | Optimized Energy [J] | Optimized Cost [$] | Building ID | Date | Fuel |  | Unprogrammed Heating Energy [GJ] | Unprogrammed Cost [$] | Optimized Energy [J] | Optimized Cost [$] | Building ID | Date | Fuel |  | Unprogrammed Heating Energy [GJ] | Unprogrammed Cost [$] | Optimized Energy [J] | Optimized Cost [$] | Building ID | Date | Fuel |  | Unprogrammed Heating Energy [GJ] | Unprogrammed Cost [$] | Optimized Energy [J] | Optimized Cost [$] | Building ID | Date | Fuel |  | Unprogrammed Heating Energy [GJ] | Unprogrammed Cost [$] | Optimized Energy [J] | Optimized Cost [$] | Building ID | Date | Fuel |  | Unprogrammed Heating Energy [GJ] | Unprogrammed Cost [$] | Optimized Energy [J] | Optimized Cost [$] | Building ID | Date | Fuel |  | Unprogrammed Heating Energy [GJ] | Unprogrammed Cost [$] | Optimized Energy [J] | Optimized Cost [$] | Building ID | Date | Fuel |  | Unprogrammed Heating Energy [GJ] | Unprogrammed Cost [$] | Optimized Energy [J] | Optimized Cost [$] | Building ID | Date | Fuel |  | Unprogrammed Heating Energy [GJ] | Unprogrammed Cost [$] | Optimized Energy [J] | Optimized Cost [$] | Building ID | Date | Fuel |  | Unprogrammed Heating Energy [GJ] | Unprogrammed Cost [$] | Optimized Energy [J] | Optimized Cost [$] | Building ID | Date | Fuel |  | Unprogrammed Heating Energy [GJ] | Unprogrammed Cost [$] | Optimized Energy [J] | Optimized Cost [$] | Building ID | Date | Fuel |  | Unprogrammed Heating Energy [GJ] | Unprogrammed Cost [$] | Optimized Energy [J] | Optimized Cost [$] | Building ID | Date | Fuel |  | Unprogrammed Heating Energy [GJ] | Unprogrammed Cost [$] | Optimized Energy [J] | Optimized Cost [$] | Building ID | Date | Fuel |  | Unprogrammed Heating Energy [GJ] | Unprogrammed Cost [$] | Optimized Energy [J] | Optimized Cost [$] | Building ID | Date | Fuel |  | Unprogrammed Heating Energy [GJ] | Unprogrammed Cost [$] | Optimized Energy [J] | Optimized Cost [$] | Building ID | Date | Fuel |  | Unprogrammed Heating Energy [GJ] | Unprogrammed Cost [$] | Optimized Energy [J] | Optimized Cost [$] | Building ID | Date | Fuel |  | Unprogrammed Heating Energy [GJ] | Unprogrammed Cost [$] | Optimized Energy [J] | Optimized Cost [$] | Building ID | Date | Fuel |  | Unprogrammed Heating Energy [GJ] | Unprogrammed Cost [$] | Optimized Energy [J] | Optimized Cost [$] | Building ID | Date | Fuel |  | Unprogrammed Heating Energy [GJ] | Unprogrammed Cost [$] | Optimized Energy [J] | Optimized Cost [$] | Building ID | Date | Fuel |  | Unprogrammed Heating Energy [GJ] | Unprogrammed Cost [$] | Optimized Energy [J] | Optimized Cost [$] | Building ID | Date | Fuel |  | Unprogrammed Heating Energy [GJ] | Unprogrammed Cost [$] | Optimized Energy [J] | Optimized Cost [$] | Building ID | Date | Fuel |  | Unprogrammed Heating Energy [GJ] | Unprogrammed Cost [$] | Optimized Energy [J] | Optimized Cost [$] | Building ID | Date | Fuel |  | Unprogrammed Heating Energy [GJ] | Unprogrammed Cost [$] | Optimized Energy [J] | Optimized Cost [$] | Building ID | Date | Fuel |  | Unprogrammed Heating Energy [GJ] | Unprogrammed Cost [$] | Optimized Energy [J] | Optimized Cost [$] | Building ID | Date | Fuel |  | Unprogrammed Heating Energy [GJ] | Unprogrammed Cost [$] | Optimized Energy [J] | Optimized Cost [$] | Building ID | Date | Fuel |  | Unprogrammed Heating Energy [GJ] | Unprogrammed Cost [$] | Optimized Energy [J] | Optimized Cost [$] | Building ID | Date | Fuel |  | Unprogrammed Heating Energy [GJ] | Unprogrammed Cost [$] | Optimized Energy [J] | Optimized Cost [$] | Building ID | Date | Fuel |  | Unprogrammed Heating Energy [GJ] | Unprogrammed Cost [$] | Optimized Energy [J] | Optimized Cost [$] | Building ID | Date | Fuel |  | Unprogrammed Heating Energy [GJ] | Unprogrammed Cost [$] | Optimized Energy [J] | Optimized Cost [$] | Building ID | Date | Fuel |  | Unprogrammed Heating Energy [GJ] | Unprogrammed Cost [$] | Optimized Energy [J] | Optimized Cost [$] | Building ID | Date | Fuel |  | Unprogrammed Heating Energy [GJ] | Unprogrammed Cost [$] | Optimized Energy [J] | Optimized Cost [$] | Building ID | Date | Fuel |  | Unprogrammed Heating Energy [GJ] | Unprogrammed Cost [$] | Optimized Energy [J] | Optimized Cost [$] | Building ID | Date | Fuel |  | Unprogrammed Heating Energy [GJ] | Unprogrammed Cost [$] | Optimized Energy [J] | Optimized Cost [$] | Building ID | Date | Fuel |  | Unprogrammed Heating Energy [GJ] | Unprogrammed Cost [$] | Optimized Energy [J] | Optimized Cost [$] | Building ID | Date | Fuel |  | Unprogrammed Heating Energy [GJ] | Unprogrammed Cost [$] | Optimized Energy [J] | Optimized Cost [$] | Building ID | Date | Fuel |  | Unprogrammed Heating Energy [GJ] | Unprogrammed Cost [$] | Optimized Energy [J] | Optimized Cost [$] | Building ID | Date | Fuel |  | Unprogrammed Heating Energy [GJ] | Unprogrammed Cost [$] | Optimized Energy [J] | Optimized Cost [$] | Building ID | Date | Fuel |  | Unprogrammed Heating Energy [GJ] | Unprogrammed Cost [$] | Optimized Energy [J] | Optimized Cost [$] | Building ID | Date | Fuel |  | Unprogrammed Heating Energy [GJ] | Unprogrammed Cost [$] | Optimized Energy [J] | Optimized Cost [$] | Building ID | Date | Fuel |  | Unprogrammed Heating Energy [GJ] | Unprogrammed Cost [$] | Optimized Energy [J] | Optimized Cost [$] | Building ID | Date | Fuel |  | Unprogrammed Heating Energy [GJ] | Unprogrammed Cost [$] | Optimized Energy [J] | Optimized Cost [$] | Building ID | Date | Fuel |  | Unprogrammed Heating Energy [GJ] | Unprogrammed Cost [$] | Optimized Energy [J] | Optimized Cost [$] | Building ID | Date | Fuel |  | Unprogrammed Heating Energy [GJ] | Unprogrammed Cost [$] | Optimized Energy [J] | Optimized Cost [$] | Building ID | Date | Fuel |  | Unprogrammed Heating Energy [GJ] | Unprogrammed Cost [$] | Optimized Energy [J] | Optimized Cost [$] | Building ID | Date | Fuel |  | Unprogrammed Heating Energy [GJ] | Unprogrammed Cost [$] | Optimized Energy [J] | Optimized Cost [$] | Building ID | Date | Fuel |  | Unprogrammed Heating Energy [GJ] | Unprogrammed Cost [$] | Optimized Energy [J] | Optimized Cost [$] | Building ID | Date | Fuel |  | Unprogrammed Heating Energy [GJ] | Unprogrammed Cost [$] | Optimized Energy [J] | Optimized Cost [$] | Building ID | Date | Fuel |  | Unprogrammed Heating Energy [GJ] | Unprogrammed Cost [$] | Optimized Energy [J] | Optimized Cost [$] | Building ID | Date | Fuel |  | Unprogrammed Heating Energy [GJ] | Unprogrammed Cost [$] | Optimized Energy [J] | Optimized Cost [$] | Building ID | Date | Fuel |  | Unprogrammed Heating Energy [GJ] | Unprogrammed Cost [$] | Optimized Energy [J] | Optimized Cost [$] | Building ID | Date | Fuel |  | Unprogrammed Heating Energy [GJ] | Unprogrammed Cost [$] | Optimized Energy [J] | Optimized Cost [$] | Building ID | Date | Fuel |  | Unprogrammed Heating Energy [GJ] | Unprogrammed Cost [$] | Optimized Energy [J] | Optimized Cost [$] | Building ID | Date | Fuel |  | Unprogrammed Heating Energy [GJ] | Unprogrammed Cost [$] | Optimized Energy [J] | Optimized Cost [$] | Building ID | Date | Fuel |  | Unprogrammed Heating Energy [GJ] | Unprogrammed Cost [$] | Optimized Energy [J] | Optimized Cost [$] | Building ID | Date | Fuel |  | Unprogrammed Heating Energy [GJ] | Unprogrammed Cost [$] | Optimized Energy [J] | Optimized Cost [$] | Building ID | Date | Fuel |  | Unprogrammed Heating Energy [GJ] | Unprogrammed Cost [$] | Optimized Energy [J] | Optimized Cost [$] | Building ID | Date | Fuel |  | Unprogrammed Heating Energy [GJ] | Unprogrammed Cost [$] | Optimized Energy [J] | Optimized Cost [$] | Building ID | Date | Fuel |  | Unprogrammed Heating Energy [GJ] | Unprogrammed Cost [$] | Optimized Energy [J] | Optimized Cost [$] | Building ID | Date | Fuel |  | Unprogrammed Heating Energy [GJ] | Unprogrammed Cost [$] | Optimized Energy [J] | Optimized Cost [$] | Building ID | Date | Fuel |  | Unprogrammed Heating Energy [GJ] | Unprogrammed Cost [$] | Optimized Energy [J] | Optimized Cost [$] | Building ID | Date | Fuel |  | Unprogrammed Heating Energy [GJ] | Unprogrammed Cost [$] | Optimized Energy [J] | Optimized Cost [$] | Building ID | Date | Fuel |  | Unprogrammed Heating Energy [GJ] | Unprogrammed Cost [$] | Optimized Energy [J] | Optimized Cost [$] | Building ID | Date | Fuel |  | Unprogrammed Heating Energy [GJ] | Unprogrammed Cost [$] | Optimized Energy [J] | Optimized Cost [$] | Building ID | Date | Fuel |  | Unprogrammed Heating Energy [GJ] | Unprogrammed Cost [$] | Optimized Energy [J] | Optimized Cost [$] | Building ID | Date | Fuel |  | Unprogrammed Heating Energy [GJ] | Unprogrammed Cost [$] | Optimized Energy [J] | Optimized Cost [$] | Building ID | Date | Fuel |  | Unprogrammed Heating Energy [GJ] | Unprogrammed Cost [$] | Optimized Energy [J] | Optimized Cost [$] | Building ID | Date | Fuel |  | Unprogrammed Heating Energy [GJ] | Unprogrammed Cost [$] | Optimized Energy [J] | Optimized Cost [$] | Building ID | Date | Fuel |  | Unprogrammed Heating Energy [GJ] | Unprogrammed Cost [$] | Optimized Energy [J] | Optimized Cost [$] | Building ID | Date | Fuel |  | Unprogrammed Heating Energy [GJ] | Unprogrammed Cost [$] | Optimized Energy [J] | Optimized Cost [$] | Building ID | Date | Fuel |  | Unprogrammed Heating Energy [GJ] | Unprogrammed Cost [$] | Optimized Energy [J] | Optimized Cost [$] | Building ID | Date | Fuel |  | Unprogrammed Heating Energy [GJ] | Unprogrammed Cost [$] | Optimized Energy [J] | Optimized Cost [$] | Building ID | Date | Fuel |  | Unprogrammed Heating Energy [GJ] | Unprogrammed Cost [$] | Optimized Energy [J] | Optimized Cost [$] | Building ID | Date | Fuel |  | Unprogrammed Heating Energy [GJ] | Unprogrammed Cost [$] | Optimized Energy [J] | Optimized Cost [$] | Building ID | Date | Fuel |  | Unprogrammed Heating Energy [GJ] | Unprogrammed Cost [$] | Optimized Energy [J] | Optimized Cost [$] | Building ID | Date | Fuel |  | Unprogrammed Heating Energy [GJ] | Unprogrammed Cost [$] | Optimized Energy [J] | Optimized Cost [$] | Building ID | Date | Fuel |  | Unprogrammed Heating Energy [GJ] | Unprogrammed Cost [$] | Optimized Energy [J] | Optimized Cost [$] | Building ID | Date | Fuel |  | Unprogrammed Heating Energy [GJ] | Unprogrammed Cost [$] | Optimized Energy [J] | Optimized Cost [$] | Building ID | Date | Fuel |  | Unprogrammed Heating Energy [GJ] | Unprogrammed Cost [$] | Optimized Energy [J] | Optimized Cost [$] | Building ID | Date | Fuel |  | Unprogrammed Heating Energy [GJ] | Unprogrammed Cost [$] | Optimized Energy [J] | Optimized Cost [$] | Building ID | Date | Fuel |  | Unprogrammed Heating Energy [GJ] | Unprogrammed Cost [$] | Optimized Energy [J] | Optimized Cost [$] | Building ID | Date | Fuel |  | Unprogrammed Heating Energy [GJ] | Unprogrammed Cost [$] | Optimized Energy [J] | Optimized Cost [$] | Building ID | Date | Fuel |  | Unprogrammed Heating Energy [GJ] | Unprogrammed Cost [$] | Optimized Energy [J] | Optimized Cost [$] | Building ID | Date | Fuel |  | Unprogrammed Heating Energy [GJ] | Unprogrammed Cost [$] | Optimized Energy [J] | Optimized Cost [$] | Building ID | Date | Fuel |  | Unprogrammed Heating Energy [GJ] | Unprogrammed Cost [$] | Optimized Energy [J] | Optimized Cost [$] | Building ID | Date | Fuel |  | Unprogrammed Heating Energy [GJ] | Unprogrammed Cost [$] | Optimized Energy [J] | Optimized Cost [$] | Building ID | Date | Fuel |  | Unprogrammed Heating Energy [GJ] | Unprogrammed Cost [$] | Optimized Energy [J] | Optimized Cost [$] | Building ID | Date | Fuel |  | Unprogrammed Heating Energy [GJ] | Unprogrammed Cost [$] | Optimized Energy [J] | Optimized Cost [$] | Building ID | Date | Fuel |  | Unprogrammed Heating Energy [GJ] | Unprogrammed Cost [$] | Optimized Energy [J] | Optimized Cost [$] | Building ID | Date | Fuel |  | Unprogrammed Heating Energy [GJ] | Unprogrammed Cost [$] | Optimized Energy [J] | Optimized Cost [$] | Building ID | Date | Fuel |  | Unprogrammed Heating Energy [GJ] | Unprogrammed Cost [$] | Optimized Energy [J] | Optimized Cost [$] | Building ID | Date | Fuel |  | Unprogrammed Heating Energy [GJ] | Unprogrammed Cost [$] | Optimized Energy [J] | Optimized Cost [$] | Building ID | Date | Fuel |  | Unprogrammed Heating Energy [GJ] | Unprogrammed Cost [$] | Optimized Energy [J] | Optimized Cost [$] | Building ID | Date | Fuel |  | Unprogrammed Heating Energy [GJ] | Unprogrammed Cost [$] | Optimized Energy [J] | Optimized Cost [$] | Building ID | Date | Fuel |  | Unprogrammed Heating Energy [GJ] | Unprogrammed Cost [$] | Optimized Energy [J] | Optimized Cost [$] | Building ID | Date | Fuel |  | Unprogrammed Heating Energy [GJ] | Unprogrammed Cost [$] | Optimized Energy [J] | Optimized Cost [$] | Building ID | Date | Fuel |  | Unprogrammed Heating Energy [GJ] | Unprogrammed Cost [$] | Optimized Energy [J] | Optimized Cost [$] | Building ID | Date | Fuel |  | Unprogrammed Heating Energy [GJ] | Unprogrammed Cost [$] | Optimized Energy [J] | Optimized Cost [$] | Building ID | Date | Fuel |  | Unprogrammed Heating Energy [GJ] | Unprogrammed Cost [$] | Optimized Energy [J] | Optimized Cost [$] | Building ID | Date | Fuel |  | Unprogrammed Heating Energy [GJ] | Unprogrammed Cost [$] | Optimized Energy [J] | Optimized Cost [$] | Building ID | Date | Fuel |  | Unprogrammed Heating Energy [GJ] | Unprogrammed Cost [$] | Optimized Energy [J] | Optimized Cost [$] | Building ID | Date | Fuel |  | Unprogrammed Heating Energy [GJ] | Unprogrammed Cost [$] | Optimized Energy [J] | Optimized Cost [$] | Building ID | Date | Fuel |  | Unprogrammed Heating Energy [GJ] | Unprogrammed Cost [$] | Optimized Energy [J] | Optimized Cost [$] | Building ID | Date | Fuel |  | Unprogrammed Heating Energy [GJ] | Unprogrammed Cost [$] | Optimized Energy [J] | Optimized Cost [$] | Building ID | Date | Fuel |  | Unprogrammed Heating Energy [GJ] | Unprogrammed Cost [$] | Optimized Energy [J] | Optimized Cost [$] | Building ID | Date | Fuel |  | Unprogrammed Heating Energy [GJ] | Unprogrammed Cost [$] | Optimized Energy [J] | Optimized Cost [$] | Building ID | Date | Fuel |  | Unprogrammed Heating Energy [GJ] | Unprogrammed Cost [$] | Optimized Energy [J] | Optimized Cost [$] | Building ID | Date | Fuel |  | Unprogrammed Heating Energy [GJ] | Unprogrammed Cost [$] | Optimized Energy [J] | Optimized Cost [$] | Building ID | Date | Fuel |  | Unprogrammed Heating Energy [GJ] | Unprogrammed Cost [$] | Optimized Energy [J] | Optimized Cost [$] | Building ID | Date | Fuel |  | Unprogrammed Heating Energy [GJ] | Unprogrammed Cost [$] | Optimized Energy [J] | Optimized Cost [$] | Building ID | Date | Fuel |  | Unprogrammed Heating Energy [GJ] | Unprogrammed Cost [$] | Optimized Energy [J] | Optimized Cost [$] | Building ID | Date | Fuel |  | Unprogrammed Heating Energy [GJ] | Unprogrammed Cost [$] | Optimized Energy [J] | Optimized Cost [$] | Building ID | Date | Fuel |  | Unprogrammed Heating Energy [GJ] | Unprogrammed Cost [$] | Optimized Energy [J] | Optimized Cost [$] | Building ID | Date | Fuel |  | Unprogrammed Heating Energy [GJ] | Unprogrammed Cost [$] | Optimized Energy [J] | Optimized Cost [$] | Building ID | Date | Fuel |  | Unprogrammed Heating Energy [GJ] | Unprogrammed Cost [$] | Optimized Energy [J] | Optimized Cost [$] | Building ID | Date | Fuel |  | Unprogrammed Heating Energy [GJ] | Unprogrammed Cost [$] | Optimized Energy [J] | Optimized Cost [$] | Building ID | Date | Fuel |  | Unprogrammed Heating Energy [GJ] | Unprogrammed Cost [$] | Optimized Energy [J] | Optimized Cost [$] | Building ID | Date | Fuel |  | Unprogrammed Heating Energy [GJ] | Unprogrammed Cost [$] | Optimized Energy [J] | Optimized Cost [$] | Building ID | Date | Fuel |  | Unprogrammed Heating Energy [GJ] | Unprogrammed Cost [$] | Optimized Energy [J] | Optimized Cost [$] | Building ID | Date | Fuel |  | Unprogrammed Heating Energy [GJ] | Unprogrammed Cost [$] | Optimized Energy [J] | Optimized Cost [$] | Building ID | Date | Fuel |  | Unprogrammed Heating Energy [GJ] | Unprogrammed Cost [$] | Optimized Energy [J] | Optimized Cost [$] | Building ID | Date | Fuel |  | Unprogrammed Heating Energy [GJ] | Unprogrammed Cost [$] | Optimized Energy [J] | Optimized Cost [$] | Building ID | Date | Fuel |  | Unprogrammed Heating Energy [GJ] | Unprogrammed Cost [$] | Optimized Energy [J] | Optimized Cost [$] | Building ID | Date | Fuel |  | Unprogrammed Heating Energy [GJ] | Unprogrammed Cost [$] | Optimized Energy [J] | Optimized Cost [$] | Building ID | Date | Fuel |  | Unprogrammed Heating Energy [GJ] | Unprogrammed Cost [$] | Optimized Energy [J] | Optimized Cost [$] | Building ID | Date | Fuel |  | Unprogrammed Heating Energy [GJ] | Unprogrammed Cost [$] | Optimized Energy [J] | Optimized Cost [$] | Building ID | Date | Fuel |  | Unprogrammed Heating Energy [GJ] | Unprogrammed Cost [$] | Optimized Energy [J] | Optimized Cost [$] | Building ID | Date | Fuel |  | Unprogrammed Heating Energy [GJ] | Unprogrammed Cost [$] | Optimized Energy [J] | Optimized Cost [$] | Building ID | Date | Fuel |  | Unprogrammed Heating Energy [GJ] | Unprogrammed Cost [$] | Optimized Energy [J] | Optimized Cost [$] | Building ID | Date | Fuel |  | Unprogrammed Heating Energy [GJ] | Unprogrammed Cost [$] | Optimized Energy [J] | Optimized Cost [$] | Building ID | Date | Fuel |  | Unprogrammed Heating Energy [GJ] | Unprogrammed Cost [$] | Optimized Energy [J] | Optimized Cost [$] | Building ID | Date | Fuel |  | Unprogrammed Heating Energy [GJ] | Unprogrammed Cost [$] | Optimized Energy [J] | Optimized Cost [$] | Building ID | Date | Fuel |  | Unprogrammed Heating Energy [GJ] | Unprogrammed Cost [$] | Optimized Energy [J] | Optimized Cost [$] | Building ID | Date | Fuel |  | Unprogrammed Heating Energy [GJ] | Unprogrammed Cost [$] | Optimized Energy [J] | Optimized Cost [$] | Building ID | Date | Fuel |  | Unprogrammed Heating Energy [GJ] | Unprogrammed Cost [$] | Optimized Energy [J] | Optimized Cost [$] | Building ID | Date | Fuel |  | Unprogrammed Heating Energy [GJ] | Unprogrammed Cost [$] | Optimized Energy [J] | Optimized Cost [$] | Building ID | Date | Fuel |  | Unprogrammed Heating Energy [GJ] | Unprogrammed Cost [$] | Optimized Energy [J] | Optimized Cost [$] | Building ID | Date | Fuel |  | Unprogrammed Heating Energy [GJ] | Unprogrammed Cost [$] | Optimized Energy [J] | Optimized Cost [$] | Building ID | Date | Fuel |  | Unprogrammed Heating Energy [GJ] | Unprogrammed Cost [$] | Optimized Energy [J] | Optimized Cost [$] | Building ID | Date | Fuel |  | Unprogrammed Heating Energy [GJ] | Unprogrammed Cost [$] | Optimized Energy [J] | Optimized Cost [$] | Building ID | Date | Fuel |  | Unprogrammed Heating Energy [GJ] | Unprogrammed Cost [$] | Optimized Energy [J] | Optimized Cost [$] | Building ID | Date | Fuel |  | Unprogrammed Heating Energy [GJ] | Unprogrammed Cost [$] | Optimized Energy [J] | Optimized Cost [$] | Building ID | Date | Fuel |  | Unprogrammed Heating Energy [GJ] | Unprogrammed Cost [$] | Optimized Energy [J] | Optimized Cost [$] | Building ID | Date | Fuel |  | Unprogrammed Heating Energy [GJ] | Unprogrammed Cost [$] | Optimized Energy [J] | Optimized Cost [$] | Building ID | Date | Fuel |  | Unprogrammed Heating Energy [GJ] | Unprogrammed Cost [$] | Optimized Energy [J] | Optimized Cost [$] | Building ID | Date | Fuel |  | Unprogrammed Heating Energy [GJ] | Unprogrammed Cost [$] | Optimized Energy [J] | Optimized Cost [$] | Building ID | Date | Fuel |  | Unprogrammed Heating Energy [GJ] | Unprogrammed Cost [$] | Optimized Energy [J] | Optimized Cost [$] | Building ID | Date | Fuel |  | Unprogrammed Heating Energy [GJ] | Unprogrammed Cost [$] | Optimized Energy [J] | Optimized Cost [$] | Building ID | Date | Fuel |  | Unprogrammed Heating Energy [GJ] | Unprogrammed Cost [$] | Optimized Energy [J] | Optimized Cost [$] | Building ID | Date | Fuel |  | Unprogrammed Heating Energy [GJ] | Unprogrammed Cost [$] | Optimized Energy [J] | Optimized Cost [$] | Building ID | Date | Fuel |  | Unprogrammed Heating Energy [GJ] | Unprogrammed Cost [$] | Optimized Energy [J] | Optimized Cost [$] | Building ID | Date | Fuel |  | Unprogrammed Heating Energy [GJ] | Unprogrammed Cost [$] | Optimized Energy [J] | Optimized Cost [$] | Building ID | Date | Fuel |  | Unprogrammed Heating Energy [GJ] | Unprogrammed Cost [$] | Optimized Energy [J] | Optimized Cost [$] | Building ID | Date | Fuel |  | Unprogrammed Heating Energy [GJ] | Unprogrammed Cost [$] | Optimized Energy [J] | Optimized Cost [$] | Building ID | Date | Fuel |  | Unprogrammed Heating Energy [GJ] | Unprogrammed Cost [$] | Optimized Energy [J] | Optimized Cost [$] | Building ID | Date | Fuel |  | Unprogrammed Heating Energy [GJ] | Unprogrammed Cost [$] | Optimized Energy [J] | Optimized Cost [$] | Building ID | Date | Fuel |  | Unprogrammed Heating Energy [GJ] | Unprogrammed Cost [$] | Optimized Energy [J] | Optimized Cost [$] | Building ID | Date | Fuel |  | Unprogrammed Heating Energy [GJ] | Unprogrammed Cost [$] | Optimized Energy [J] | Optimized Cost [$] | Building ID | Date | Fuel |  | Unprogrammed Heating Energy [GJ] | Unprogrammed Cost [$] | Optimized Energy [J] | Optimized Cost [$] | Building ID | Date | Fuel |  | Unprogrammed Heating Energy [GJ] | Unprogrammed Cost [$] | Optimized Energy [J] | Optimized Cost [$] | Building ID | Date | Fuel |  | Unprogrammed Heating Energy [GJ] | Unprogrammed Cost [$] | Optimized Energy [J] | Optimized Cost [$] | Building ID | Date | Fuel |  | Unprogrammed Heating Energy [GJ] | Unprogrammed Cost [$] | Optimized Energy [J] | Optimized Cost [$] | Building ID | Date | Fuel |  | Unprogrammed Heating Energy [GJ] | Unprogrammed Cost [$] | Optimized Energy [J] | Optimized Cost [$] | Building ID | Date | Fuel |  | Unprogrammed Heating Energy [GJ] | Unprogrammed Cost [$] | Optimized Energy [J] | Optimized Cost [$] | Building ID | Date | Fuel |  | Unprogrammed Heating Energy [GJ] | Unprogrammed Cost [$] | Optimized Energy [J] | Optimized Cost [$] | Building ID | Date | Fuel |  | Unprogrammed Heating Energy [GJ] | Unprogrammed Cost [$] | Optimized Energy [J] | Optimized Cost [$] | Building ID | Date | Fuel |  | Unprogrammed Heating Energy [GJ] | Unprogrammed Cost [$] | Optimized Energy [J] | Optimized Cost [$] | Building ID | Date | Fuel |  | Unprogrammed Heating Energy [GJ] | Unprogrammed Cost [$] | Optimized Energy [J] | Optimized Cost [$] | Building ID | Date | Fuel |  | Unprogrammed Heating Energy [GJ] | Unprogrammed Cost [$] | Optimized Energy [J] | Optimized Cost [$] | Building ID | Date | Fuel |  | Unprogrammed Heating Energy [GJ] | Unprogrammed Cost [$] | Optimized Energy [J] | Optimized Cost [$] | Building ID | Date | Fuel |  | Unprogrammed Heating Energy [GJ] | Unprogrammed Cost [$] | Optimized Energy [J] | Optimized Cost [$] | Building ID | Date | Fuel |  | Unprogrammed Heating Energy [GJ] | Unprogrammed Cost [$] | Optimized Energy [J] | Optimized Cost [$] | Building ID | Date | Fuel |  | Unprogrammed Heating Energy [GJ] | Unprogrammed Cost [$] | Optimized Energy [J] | Optimized Cost [$] | Building ID | Date | Fuel |  | Unprogrammed Heating Energy [GJ] | Unprogrammed Cost [$] | Optimized Energy [J] | Optimized Cost [$] | Building ID | Date | Fuel |  | Unprogrammed Heating Energy [GJ] | Unprogrammed Cost [$] | Optimized Energy [J] | Optimized Cost [$] | Building ID | Date | Fuel |  | Unprogrammed Heating Energy [GJ] | Unprogrammed Cost [$] | Optimized Energy [J] | Optimized Cost [$] | Building ID | Date | Fuel |  | Unprogrammed Heating Energy [GJ] | Unprogrammed Cost [$] | Optimized Energy [J] | Optimized Cost [$] | Building ID | Date | Fuel |  | Unprogrammed Heating Energy [GJ] | Unprogrammed Cost [$] | Optimized Energy [J] | Optimized Cost [$] | Building ID | Date | Fuel |  | Unprogrammed Heating Energy [GJ] | Unprogrammed Cost [$] | Optimized Energy [J] | Optimized Cost [$] | Building ID | Date | Fuel |  | Unprogrammed Heating Energy [GJ] | Unprogrammed Cost [$] | Optimized Energy [J] | Optimized Cost [$] | Building ID | Date | Fuel |  | Unprogrammed Heating Energy [GJ] | Unprogrammed Cost [$] | Optimized Energy [J] | Optimized Cost [$] | Building ID | Date | Fuel |  | Unprogrammed Heating Energy [GJ] | Unprogrammed Cost [$] | Optimized Energy [J] | Optimized Cost [$] | Building ID | Date | Fuel |  | Unprogrammed Heating Energy [GJ] | Unprogrammed Cost [$] | Optimized Energy [J] | Optimized Cost [$] | Building ID | Date | Fuel |  | Unprogrammed Heating Energy [GJ] | Unprogrammed Cost [$] | Optimized Energy [J] | Optimized Cost [$] | Building ID | Date | Fuel |  | Unprogrammed Heating Energy [GJ] | Unprogrammed Cost [$] | Optimized Energy [J] | Optimized Cost [$] | Building ID | Date | Fuel |  | Unprogrammed Heating Energy [GJ] | Unprogrammed Cost [$] | Optimized Energy [J] | Optimized Cost [$] | Building ID | Date | Fuel |  | Unprogrammed Heating Energy [GJ] | Unprogrammed Cost [$] | Optimized Energy [J] | Optimized Cost [$] | Building ID | Date | Fuel |  | Unprogrammed Heating Energy [GJ] | Unprogrammed Cost [$] | Optimized Energy [J] | Optimized Cost [$] | Building ID | Date | Fuel |  | Unprogrammed Heating Energy [GJ] | Unprogrammed Cost [$] | Optimized Energy [J] | Optimized Cost [$] | Building ID | Date | Fuel |  | Unprogrammed Heating Energy [GJ] | Unprogrammed Cost [$] | Optimized Energy [J] | Optimized Cost [$] | Building ID | Date | Fuel |  | Unprogrammed Heating Energy [GJ] | Unprogrammed Cost [$] | Optimized Energy [J] | Optimized Cost [$] | Building ID | Date | Fuel |  | Unprogrammed Heating Energy [GJ] | Unprogrammed Cost [$] | Optimized Energy [J] | Optimized Cost [$] | Building ID | Date | Fuel |  | Unprogrammed Heating Energy [GJ] | Unprogrammed Cost [$] | Optimized Energy [J] | Optimized Cost [$] | Building ID | Date | Fuel |  | Unprogrammed Heating Energy [GJ] | Unprogrammed Cost [$] | Optimized Energy [J] | Optimized Cost [$] | Building ID | Date | Fuel |  | Unprogrammed Heating Energy [GJ] | Unprogrammed Cost [$] | Optimized Energy [J] | Optimized Cost [$] | Building ID | Date | Fuel |  | Unprogrammed Heating Energy [GJ] | Unprogrammed Cost [$] | Optimized Energy [J] | Optimized Cost [$] | Building ID | Date | Fuel |  | Unprogrammed Heating Energy [GJ] | Unprogrammed Cost [$] | Optimized Energy [J] | Optimized Cost [$] | Building ID | Date | Fuel |  | Unprogrammed Heating Energy [GJ] | Unprogrammed Cost [$] | Optimized Energy [J] | Optimized Cost [$] | Building ID | Date | Fuel |  | Unprogrammed Heating Energy [GJ] | Unprogrammed Cost [$] | Optimized Energy [J] | Optimized Cost [$] | Building ID | Date | Fuel |  | Unprogrammed Heating Energy [GJ] | Unprogrammed Cost [$] | Optimized Energy [J] | Optimized Cost [$] | Building ID | Date | Fuel |  | Unprogrammed Heating Energy [GJ] | Unprogrammed Cost [$] | Optimized Energy [J] | Optimized Cost [$] | Building ID | Date | Fuel |  | Unprogrammed Heating Energy [GJ] | Unprogrammed Cost [$] | Optimized Energy [J] | Optimized Cost [$] | Building ID | Date | Fuel |  | Unprogrammed Heating Energy [GJ] | Unprogrammed Cost [$] | Optimized Energy [J] | Optimized Cost [$] | Building ID | Date | Fuel |  | Unprogrammed Heating Energy [GJ] | Unprogrammed Cost [$] | Optimized Energy [J] | Optimized Cost [$] | Building ID | Date | Fuel |  | Unprogrammed Heating Energy [GJ] | Unprogrammed Cost [$] | Optimized Energy [J] | Optimized Cost [$] | Building ID | Date | Fuel |  | Unprogrammed Heating Energy [GJ] | Unprogrammed Cost [$] | Optimized Energy [J] | Optimized Cost [$] | Building ID | Date | Fuel |  | Unprogrammed Heating Energy [GJ] | Unprogrammed Cost [$] | Optimized Energy [J] | Optimized Cost [$] | Building ID | Date | Fuel |  | Unprogrammed Heating Energy [GJ] | Unprogrammed Cost [$] | Optimized Energy [J] | Optimized Cost [$] | Building ID | Date | Fuel |  | Unprogrammed Heating Energy [GJ] | Unprogrammed Cost [$] | Optimized Energy [J] | Optimized Cost [$] | Building ID | Date | Fuel |  | Unprogrammed Heating Energy [GJ] | Unprogrammed Cost [$] | Optimized Energy [J] | Optimized Cost [$] | Building ID | Date | Fuel |  | Unprogrammed Heating Energy [GJ] | Unprogrammed Cost [$] | Optimized Energy [J] | Optimized Cost [$] | Building ID | Date | Fuel |  | Unprogrammed Heating Energy [GJ] | Unprogrammed Cost [$] | Optimized Energy [J] | Optimized Cost [$] | Building ID | Date | Fuel |  | Unprogrammed Heating Energy [GJ] | Unprogrammed Cost [$] | Optimized Energy [J] | Optimized Cost [$] | Building ID | Date | Fuel |  | Unprogrammed Heating Energy [GJ] | Unprogrammed Cost [$] | Optimized Energy [J] | Optimized Cost [$] | Building ID | Date | Fuel |  | Unprogrammed Heating Energy [GJ] | Unprogrammed Cost [$] | Optimized Energy [J] | Optimized Cost [$] | Building ID | Date | Fuel |  | Unprogrammed Heating Energy [GJ] | Unprogrammed Cost [$] | Optimized Energy [J] | Optimized Cost [$] | Building ID | Date | Fuel |  | Unprogrammed Heating Energy [GJ] | Unprogrammed Cost [$] | Optimized Energy [J] | Optimized Cost [$] | Building ID | Date | Fuel |  | Unprogrammed Heating Energy [GJ] | Unprogrammed Cost [$] | Optimized Energy [J] | Optimized Cost [$] | Building ID | Date | Fuel |  | Unprogrammed Heating Energy [GJ] | Unprogrammed Cost [$] | Optimized Energy [J] | Optimized Cost [$] | Building ID | Date | Fuel |  | Unprogrammed Heating Energy [GJ] | Unprogrammed Cost [$] | Optimized Energy [J] | Optimized Cost [$] | Building ID | Date | Fuel |  | Unprogrammed Heating Energy [GJ] | Unprogrammed Cost [$] | Optimized Energy [J] | Optimized Cost [$] | Building ID | Date | Fuel |  | Unprogrammed Heating Energy [GJ] | Unprogrammed Cost [$] | Optimized Energy [J] | Optimized Cost [$] | Building ID | Date | Fuel |  | Unprogrammed Heating Energy [GJ] | Unprogrammed Cost [$] | Optimized Energy [J] | Optimized Cost [$] | Building ID | Date | Fuel |  | Unprogrammed Heating Energy [GJ] | Unprogrammed Cost [$] | Optimized Energy [J] | Optimized Cost [$] | Building ID | Date | Fuel |  | Unprogrammed Heating Energy [GJ] | Unprogrammed Cost [$] | Optimized Energy [J] | Optimized Cost [$] | Building ID | Date | Fuel |  | Unprogrammed Heating Energy [GJ] | Unprogrammed Cost [$] | Optimized Energy [J] | Optimized Cost [$] | Building ID | Date | Fuel |  | Unprogrammed Heating Energy [GJ] | Unprogrammed Cost [$] | Optimized Energy [J] | Optimized Cost [$] | Building ID | Date | Fuel |  | Unprogrammed Heating Energy [GJ] | Unprogrammed Cost [$] | Optimized Energy [J] | Optimized Cost [$] | Building ID | Date | Fuel |  | Unprogrammed Heating Energy [GJ] | Unprogrammed Cost [$] | Optimized Energy [J] | Optimized Cost [$] | Building ID | Date | Fuel |  | Unprogrammed Heating Energy [GJ] | Unprogrammed Cost [$] | Optimized Energy [J] | Optimized Cost [$] | Building ID | Date | Fuel |  | Unprogrammed Heating Energy [GJ] | Unprogrammed Cost [$] | Optimized Energy [J] | Optimized Cost [$] | Building ID | Date | Fuel |  | Unprogrammed Heating Energy [GJ] | Unprogrammed Cost [$] | Optimized Energy [J] | Optimized Cost [$] | Building ID | Date | Fuel |  | Unprogrammed Heating Energy [GJ] | Unprogrammed Cost [$] | Optimized Energy [J] | Optimized Cost [$] | Building ID | Date | Fuel |  | Unprogrammed Heating Energy [GJ] | Unprogrammed Cost [$] | Optimized Energy [J] | Optimized Cost [$] | Building ID | Date | Fuel |  | Unprogrammed Heating Energy [GJ] | Unprogrammed Cost [$] | Optimized Energy [J] | Optimized Cost [$] | Building ID | Date | Fuel |  | Unprogrammed Heating Energy [GJ] | Unprogrammed Cost [$] | Optimized Energy [J] | Optimized Cost [$] | Building ID | Date | Fuel |  | Unprogrammed Heating Energy [GJ] | Unprogrammed Cost [$] | Optimized Energy [J] | Optimized Cost [$] | Building ID | Date | Fuel |  | Unprogrammed Heating Energy [GJ] | Unprogrammed Cost [$] | Optimized Energy [J] | Optimized Cost [$] | Building ID | Date | Fuel |  | Unprogrammed Heating Energy [GJ] | Unprogrammed Cost [$] | Optimized Energy [J] | Optimized Cost [$] | Building ID | Date | Fuel |  | Unprogrammed Heating Energy [GJ] | Unprogrammed Cost [$] | Optimized Energy [J] | Optimized Cost [$] | Building ID | Date | Fuel |  | Unprogrammed Heating Energy [GJ] | Unprogrammed Cost [$] | Optimized Energy [J] | Optimized Cost [$] | Building ID | Date | Fuel |  | Unprogrammed Heating Energy [GJ] | Unprogrammed Cost [$] | Optimized Energy [J] | Optimized Cost [$] | Building ID | Date | Fuel |  | Unprogrammed Heating Energy [GJ] | Unprogrammed Cost [$] | Optimized Energy [J] | Optimized Cost [$] | Building ID | Date | Fuel |  | Unprogrammed Heating Energy [GJ] | Unprogrammed Cost [$] | Optimized Energy [J] | Optimized Cost [$] | Building ID | Date | Fuel |  | Unprogrammed Heating Energy [GJ] | Unprogrammed Cost [$] | Optimized Energy [J] | Optimized Cost [$] | Building ID | Date | Fuel |  | Unprogrammed Heating Energy [GJ] | Unprogrammed Cost [$] | Optimized Energy [J] | Optimized Cost [$] | Building ID | Date | Fuel |  | Unprogrammed Heating Energy [GJ] | Unprogrammed Cost [$] | Optimized Energy [J] | Optimized Cost [$] | Building ID | Date | Fuel |  | Unprogrammed Heating Energy [GJ] | Unprogrammed Cost [$] | Optimized Energy [J] | Optimized Cost [$] | Building ID | Date | Fuel |  | Unprogrammed Heating Energy [GJ] | Unprogrammed Cost [$] | Optimized Energy [J] | Optimized Cost [$] | Building ID | Date | Fuel |  | Unprogrammed Heating Energy [GJ] | Unprogrammed Cost [$] | Optimized Energy [J] | Optimized Cost [$] | Building ID | Date | Fuel |  | Unprogrammed Heating Energy [GJ] | Unprogrammed Cost [$] | Optimized Energy [J] | Optimized Cost [$] | Building ID | Date | Fuel |  | Unprogrammed Heating Energy [GJ] | Unprogrammed Cost [$] | Optimized Energy [J] | Optimized Cost [$] | Building ID | Date | Fuel |  | Unprogrammed Heating Energy [GJ] | Unprogrammed Cost [$] | Optimized Energy [J] | Optimized Cost [$] | Building ID | Date | Fuel |  | Unprogrammed Heating Energy [GJ] | Unprogrammed Cost [$] | Optimized Energy [J] | Optimized Cost [$] | Building ID | Date | Fuel |  | Unprogrammed Heating Energy [GJ] | Unprogrammed Cost [$] | Optimized Energy [J] | Optimized Cost [$] | Building ID | Date | Fuel |  | Unprogrammed Heating Energy [GJ] | Unprogrammed Cost [$] | Optimized Energy [J] | Optimized Cost [$] | Building ID | Date | Fuel |  | Unprogrammed Heating Energy [GJ] | Unprogrammed Cost [$] | Optimized Energy [J] | Optimized Cost [$] | Building ID | Date | Fuel |  | Unprogrammed Heating Energy [GJ] | Unprogrammed Cost [$] | Optimized Energy [J] | Optimized Cost [$] | Building ID | Date | Fuel |  | Unprogrammed Heating Energy [GJ] | Unprogrammed Cost [$] | Optimized Energy [J] | Optimized Cost [$] | Building ID | Date | Fuel |  | Unprogrammed Heating Energy [GJ] | Unprogrammed Cost [$] | Optimized Energy [J] | Optimized Cost [$] | Building ID | Date | Fuel |  | Unprogrammed Heating Energy [GJ] | Unprogrammed Cost [$] | Optimized Energy [J] | Optimized Cost [$] | Building ID | Date | Fuel |  | Unprogrammed Heating Energy [GJ] | Unprogrammed Cost [$] | Optimized Energy [J] | Optimized Cost [$] | Building ID | Date | Fuel |  | Unprogrammed Heating Energy [GJ] | Unprogrammed Cost [$] | Optimized Energy [J] | Optimized Cost [$] | Building ID | Date | Fuel |  | Unprogrammed Heating Energy [GJ] | Unprogrammed Cost [$] | Optimized Energy [J] | Optimized Cost [$] | Building ID | Date | Fuel |  | Unprogrammed Heating Energy [GJ] | Unprogrammed Cost [$] | Optimized Energy [J] | Optimized Cost [$] | Building ID | Date | Fuel |  | Unprogrammed Heating Energy [GJ] | Unprogrammed Cost [$] | Optimized Energy [J] | Optimized Cost [$] | Building ID | Date | Fuel |  | Unprogrammed Heating Energy [GJ] | Unprogrammed Cost [$] | Optimized Energy [J] | Optimized Cost [$] | Building ID | Date | Fuel |  | Unprogrammed Heating Energy [GJ] | Unprogrammed Cost [$] | Optimized Energy [J] | Optimized Cost [$] | Building ID | Date | Fuel |  | Unprogrammed Heating Energy [GJ] | Unprogrammed Cost [$] | Optimized Energy [J] | Optimized Cost [$] | Building ID | Date | Fuel |  | Unprogrammed Heating Energy [GJ] | Unprogrammed Cost [$] | Optimized Energy [J] | Optimized Cost [$] | Building ID | Date | Fuel |  | Unprogrammed Heating Energy [GJ] | Unprogrammed Cost [$] | Optimized Energy [J] | Optimized Cost [$] | Building ID | Date | Fuel |  | Unprogrammed Heating Energy [GJ] | Unprogrammed Cost [$] | Optimized Energy [J] | Optimized Cost [$] | Building ID | Date | Fuel |  | Unprogrammed Heating Energy [GJ] | Unprogrammed Cost [$] | Optimized Energy [J] | Optimized Cost [$] | Building ID | Date | Fuel |  | Unprogrammed Heating Energy [GJ] | Unprogrammed Cost [$] | Optimized Energy [J] | Optimized Cost [$] | Building ID | Date | Fuel |  | Unprogrammed Heating Energy [GJ] | Unprogrammed Cost [$] | Optimized Energy [J] | Optimized Cost [$] | Building ID | Date | Fuel |  | Unprogrammed Heating Energy [GJ] | Unprogrammed Cost [$] | Optimized Energy [J] | Optimized Cost [$] | Building ID | Date | Fuel |  | Unprogrammed Heating Energy [GJ] | Unprogrammed Cost [$] | Optimized Energy [J] | Optimized Cost [$] | Building ID | Date | Fuel |  | Unprogrammed Heating Energy [GJ] | Unprogrammed Cost [$] | Optimized Energy [J] | Optimized Cost [$] | Building ID | Date | Fuel |  | Unprogrammed Heating Energy [GJ] | Unprogrammed Cost [$] | Optimized Energy [J] | Optimized Cost [$] | Building ID | Date | Fuel |  | Unprogrammed Heating Energy [GJ] | Unprogrammed Cost [$] | Optimized Energy [J] | Optimized Cost [$] | Building ID | Date | Fuel |  | Unprogrammed Heating Energy [GJ] | Unprogrammed Cost [$] | Optimized Energy [J] | Optimized Cost [$] | Building ID | Date | Fuel |  | Unprogrammed Heating Energy [GJ] | Unprogrammed Cost [$] | Optimized Energy [J] | Optimized Cost [$] | Building ID | Date | Fuel |  | Unprogrammed Heating Energy [GJ] | Unprogrammed Cost [$] | Optimized Energy [J] | Optimized Cost [$] | Building ID | Date | Fuel |  | Unprogrammed Heating Energy [GJ] | Unprogrammed Cost [$] | Optimized Energy [J] | Optimized Cost [$] | Building ID | Date | Fuel |  | Unprogrammed Heating Energy [GJ] | Unprogrammed Cost [$] | Optimized Energy [J] | Optimized Cost [$] | Building ID | Date | Fuel |  | Unprogrammed Heating Energy [GJ] | Unprogrammed Cost [$] | Optimized Energy [J] | Optimized Cost [$] | Building ID | Date | Fuel |  | Unprogrammed Heating Energy [GJ] | Unprogrammed Cost [$] | Optimized Energy [J] | Optimized Cost [$] | Building ID | Date | Fuel |  | Unprogrammed Heating Energy [GJ] | Unprogrammed Cost [$] | Optimized Energy [J] | Optimized Cost [$] | Building ID | Date | Fuel |  | Unprogrammed Heating Energy [GJ] | Unprogrammed Cost [$] | Optimized Energy [J] | Optimized Cost [$] | Building ID | Date | Fuel |  | Unprogrammed Heating Energy [GJ] | Unprogrammed Cost [$] | Optimized Energy [J] | Optimized Cost [$] | Building ID | Date | Fuel |  | Unprogrammed Heating Energy [GJ] | Unprogrammed Cost [$] | Optimized Energy [J] | Optimized Cost [$] | Building ID | Date | Fuel |  | Unprogrammed Heating Energy [GJ] | Unprogrammed Cost [$] | Optimized Energy [J] | Optimized Cost [$] | Building ID | Date | Fuel |  | Unprogrammed Heating Energy [GJ] | Unprogrammed Cost [$] | Optimized Energy [J] | Optimized Cost [$] | Building ID | Date | Fuel |  | Unprogrammed Heating Energy [GJ] | Unprogrammed Cost [$] | Optimized Energy [J] | Optimized Cost [$] | Building ID | Date | Fuel |  | Unprogrammed Heating Energy [GJ] | Unprogrammed Cost [$] | Optimized Energy [J] | Optimized Cost [$] | Building ID | Date | Fuel |  | Unprogrammed Heating Energy [GJ] | Unprogrammed Cost [$] | Optimized Energy [J] | Optimized Cost [$] | Building ID | Date | Fuel |  | Unprogrammed Heating Energy [GJ] | Unprogrammed Cost [$] | Optimized Energy [J] | Optimized Cost [$] | Building ID | Date | Fuel |  | Unprogrammed Heating Energy [GJ] | Unprogrammed Cost [$] | Optimized Energy [J] | Optimized Cost [$] | Building ID | Date | Fuel |  | Unprogrammed Heating Energy [GJ] | Unprogrammed Cost [$] | Optimized Energy [J] | Optimized Cost [$] | Building ID | Date | Fuel |  | Unprogrammed Heating Energy [GJ] | Unprogrammed Cost [$] | Optimized Energy [J] | Optimized Cost [$] | Building ID | Date | Fuel |  | Unprogrammed Heating Energy [GJ] | Unprogrammed Cost [$] | Optimized Energy [J] | Optimized Cost [$] | Building ID | Date | Fuel |  | Unprogrammed Heating Energy [GJ] | Unprogrammed Cost [$] | Optimized Energy [J] | Optimized Cost [$] | Building ID | Date | Fuel |  | Unprogrammed Heating Energy [GJ] | Unprogrammed Cost [$] | Optimized Energy [J] | Optimized Cost [$] | Building ID | Date | Fuel |  | Unprogrammed Heating Energy [GJ] | Unprogrammed Cost [$] | Optimized Energy [J] | Optimized Cost [$] | Building ID | Date | Fuel |  | Unprogrammed Heating Energy [GJ] | Unprogrammed Cost [$] | Optimized Energy [J] | Optimized Cost [$] | Building ID | Date | Fuel |  | Unprogrammed Heating Energy [GJ] | Unprogrammed Cost [$] | Optimized Energy [J] | Optimized Cost [$] | Building ID | Date | Fuel |  | Unprogrammed Heating Energy [GJ] | Unprogrammed Cost [$] | Optimized Energy [J] | Optimized Cost [$] | Building ID | Date | Fuel |  | Unprogrammed Heating Energy [GJ] | Unprogrammed Cost [$] | Optimized Energy [J] | Optimized Cost [$] | Building ID | Date | Fuel |  | Unprogrammed Heating Energy [GJ] | Unprogrammed Cost [$] | Optimized Energy [J] | Optimized Cost [$] | Building ID | Date | Fuel |  | Unprogrammed Heating Energy [GJ] | Unprogrammed Cost [$] | Optimized Energy [J] | Optimized Cost [$] | Building ID | Date | Fuel |  | Unprogrammed Heating Energy [GJ] | Unprogrammed Cost [$] | Optimized Energy [J] | Optimized Cost [$] | Building ID | Date | Fuel |  | Unprogrammed Heating Energy [GJ] | Unprogrammed Cost [$] | Optimized Energy [J] | Optimized Cost [$] | Building ID | Date | Fuel |  | Unprogrammed Heating Energy [GJ] | Unprogrammed Cost [$] | Optimized Energy [J] | Optimized Cost [$] | Building ID | Date | Fuel |  | Unprogrammed Heating Energy [GJ] | Unprogrammed Cost [$] | Optimized Energy [J] | Optimized Cost [$] | Building ID | Date | Fuel |  | Unprogrammed Heating Energy [GJ] | Unprogrammed Cost [$] | Optimized Energy [J] | Optimized Cost [$] | Building ID | Date | Fuel |  | Unprogrammed Heating Energy [GJ] | Unprogrammed Cost [$] | Optimized Energy [J] | Optimized Cost [$] | Building ID | Date | Fuel |  | Unprogrammed Heating Energy [GJ] | Unprogrammed Cost [$] | Optimized Energy [J] | Optimized Cost [$] | Building ID | Date | Fuel |  | Unprogrammed Heating Energy [GJ] | Unprogrammed Cost [$] | Optimized Energy [J] | Optimized Cost [$] | Building ID | Date | Fuel |  | Unprogrammed Heating Energy [GJ] | Unprogrammed Cost [$] | Optimized Energy [J] | Optimized Cost [$] | Building ID | Date | Fuel |  | Unprogrammed Heating Energy [GJ] | Unprogrammed Cost [$] | Optimized Energy [J] | Optimized Cost [$] | Building ID | Date | Fuel |  | Unprogrammed Heating Energy [GJ] | Unprogrammed Cost [$] | Optimized Energy [J] | Optimized Cost [$] | Building ID | Date | Fuel |  | Unprogrammed Heating Energy [GJ] | Unprogrammed Cost [$] | Optimized Energy [J] | Optimized Cost [$] | Building ID | Date | Fuel |  | Unprogrammed Heating Energy [GJ] | Unprogrammed Cost [$] | Optimized Energy [J] | Optimized Cost [$] | Building ID | Date | Fuel |  | Unprogrammed Heating Energy [GJ] | Unprogrammed Cost [$] | Optimized Energy [J] | Optimized Cost [$] | Building ID | Date | Fuel |  | Unprogrammed Heating Energy [GJ] | Unprogrammed Cost [$] | Optimized Energy [J] | Optimized Cost [$] | Building ID | Date | Fuel |  | Unprogrammed Heating Energy [GJ] | Unprogrammed Cost [$] | Optimized Energy [J] | Optimized Cost [$] | Building ID | Date | Fuel |  | Unprogrammed Heating Energy [GJ] | Unprogrammed Cost [$] | Optimized Energy [J] | Optimized Cost [$] | Building ID | Date | Fuel |  | Unprogrammed Heating Energy [GJ] | Unprogrammed Cost [$] | Optimized Energy [J] | Optimized Cost [$] | Building ID | Date | Fuel |  | Unprogrammed Heating Energy [GJ] | Unprogrammed Cost [$] | Optimized Energy [J] | Optimized Cost [$] | Building ID | Date | Fuel |  | Unprogrammed Heating Energy [GJ] | Unprogrammed Cost [$] | Optimized Energy [J] | Optimized Cost [$] | Building ID | Date | Fuel |  | Unprogrammed Heating Energy [GJ] | Unprogrammed Cost [$] | Optimized Energy [J] | Optimized Cost [$] | Building ID | Date | Fuel |  | Unprogrammed Heating Energy [GJ] | Unprogrammed Cost [$] | Optimized Energy [J] | Optimized Cost [$] | Building ID | Date | Fuel |  | Unprogrammed Heating Energy [GJ] | Unprogrammed Cost [$] | Optimized Energy [J] | Optimized Cost [$] | Building ID | Date | Fuel |  | Unprogrammed Heating Energy [GJ] | Unprogrammed Cost [$] | Optimized Energy [J] | Optimized Cost [$] | Building ID | Date | Fuel |  | Unprogrammed Heating Energy [GJ] | Unprogrammed Cost [$] | Optimized Energy [J] | Optimized Cost [$] | Building ID | Date | Fuel |  | Unprogrammed Heating Energy [GJ] | Unprogrammed Cost [$] | Optimized Energy [J] | Optimized Cost [$] | Building ID | Date | Fuel |  | Unprogrammed Heating Energy [GJ] | Unprogrammed Cost [$] | Optimized Energy [J] | Optimized Cost [$] | Building ID | Date | Fuel |  | Unprogrammed Heating Energy [GJ] | Unprogrammed Cost [$] | Optimized Energy [J] | Optimized Cost [$] | Building ID | Date | Fuel |  | Unprogrammed Heating Energy [GJ] | Unprogrammed Cost [$] | Optimized Energy [J] | Optimized Cost [$] | Building ID | Date | Fuel |  | Unprogrammed Heating Energy [GJ] | Unprogrammed Cost [$] | Optimized Energy [J] | Optimized Cost [$] | Building ID | Date | Fuel |  | Unprogrammed Heating Energy [GJ] | Unprogrammed Cost [$] | Optimized Energy [J] | Optimized Cost [$] | Building ID | Date | Fuel |  | Unprogrammed Heating Energy [GJ] | Unprogrammed Cost [$] | Optimized Energy [J] | Optimized Cost [$] | Building ID | Date | Fuel |  | Unprogrammed Heating Energy [GJ] | Unprogrammed Cost [$] | Optimized Energy [J] | Optimized Cost [$] | Building ID | Date | Fuel |  | Unprogrammed Heating Energy [GJ] | Unprogrammed Cost [$] | Optimized Energy [J] | Optimized Cost [$] | Building ID | Date | Fuel |  | Unprogrammed Heating Energy [GJ] | Unprogrammed Cost [$] | Optimized Energy [J] | Optimized Cost [$] | Building ID | Date | Fuel |  | Unprogrammed Heating Energy [GJ] | Unprogrammed Cost [$] | Optimized Energy [J] | Optimized Cost [$] | Building ID | Date | Fuel |  | Unprogrammed Heating Energy [GJ] | Unprogrammed Cost [$] | Optimized Energy [J] | Optimized Cost [$] | Building ID | Date | Fuel |  | Unprogrammed Heating Energy [GJ] | Unprogrammed Cost [$] | Optimized Energy [J] | Optimized Cost [$] | Building ID | Date | Fuel |  | Unprogrammed Heating Energy [GJ] | Unprogrammed Cost [$] | Optimized Energy [J] | Optimized Cost [$] | Building ID | Date | Fuel |  | Unprogrammed Heating Energy [GJ] | Unprogrammed Cost [$] | Optimized Energy [J] | Optimized Cost [$] | Building ID | Date | Fuel |  | Unprogrammed Heating Energy [GJ] | Unprogrammed Cost [$] | Optimized Energy [J] | Optimized Cost [$] | Building ID | Date | Fuel |  | Unprogrammed Heating Energy [GJ] | Unprogrammed Cost [$] | Optimized Energy [J] | Optimized Cost [$] | Building ID | Date | Fuel |  | Unprogrammed Heating Energy [GJ] | Unprogrammed Cost [$] | Optimized Energy [J] | Optimized Cost [$] | Building ID | Date | Fuel |  | Unprogrammed Heating Energy [GJ] | Unprogrammed Cost [$] | Optimized Energy [J] | Optimized Cost [$] | Building ID | Date | Fuel |  | Unprogrammed Heating Energy [GJ] | Unprogrammed Cost [$] | Optimized Energy [J] | Optimized Cost [$] | Building ID | Date | Fuel |  | Unprogrammed Heating Energy [GJ] | Unprogrammed Cost [$] | Optimized Energy [J] | Optimized Cost [$] | Building ID | Date | Fuel |  | Unprogrammed Heating Energy [GJ] | Unprogrammed Cost [$] | Optimized Energy [J] | Optimized Cost [$] | Building ID | Date | Fuel |  | Unprogrammed Heating Energy [GJ] | Unprogrammed Cost [$] | Optimized Energy [J] | Optimized Cost [$] | Building ID | Date | Fuel |  | Unprogrammed Heating Energy [GJ] | Unprogrammed Cost [$] | Optimized Energy [J] | Optimized Cost [$] | Building ID | Date | Fuel |  | Unprogrammed Heating Energy [GJ] | Unprogrammed Cost [$] | Optimized Energy [J] | Optimized Cost [$] | Building ID | Date | Fuel |  | Unprogrammed Heating Energy [GJ] | Unprogrammed Cost [$] | Optimized Energy [J] | Optimized Cost [$] | Building ID | Date | Fuel |  | Unprogrammed Heating Energy [GJ] | Unprogrammed Cost [$] | Optimized Energy [J] | Optimized Cost [$] | Building ID | Date | Fuel |  | Unprogrammed Heating Energy [GJ] | Unprogrammed Cost [$] | Optimized Energy [J] | Optimized Cost [$] | Building ID | Date | Fuel |  | Unprogrammed Heating Energy [GJ] | Unprogrammed Cost [$] | Optimized Energy [J] | Optimized Cost [$] | Building ID | Date | Fuel |  | Unprogrammed Heating Energy [GJ] | Unprogrammed Cost [$] | Optimized Energy [J] | Optimized Cost [$] | Building ID | Date | Fuel |  | Unprogrammed Heating Energy [GJ] | Unprogrammed Cost [$] | Optimized Energy [J] | Optimized Cost [$] | Building ID | Date | Fuel |  | Unprogrammed Heating Energy [GJ] | Unprogrammed Cost [$] | Optimized Energy [J] | Optimized Cost [$] | Building ID | Date | Fuel |  | Unprogrammed Heating Energy [GJ] | Unprogrammed Cost [$] | Optimized Energy [J] | Optimized Cost [$] | Building ID | Date | Fuel |  | Unprogrammed Heating Energy [GJ] | Unprogrammed Cost [$] | Optimized Energy [J] | Optimized Cost [$] | Building ID | Date | Fuel |  | Unprogrammed Heating Energy [GJ] | Unprogrammed Cost [$] | Optimized Energy [J] | Optimized Cost [$] | Building ID | Date | Fuel |  | Unprogrammed Heating Energy [GJ] | Unprogrammed Cost [$] | Optimized Energy [J] | Optimized Cost [$] | Building ID | Date | Fuel |  | Unprogrammed Heating Energy [GJ] | Unprogrammed Cost [$] | Optimized Energy [J] | Optimized Cost [$] | Building ID | Date | Fuel |  | Unprogrammed Heating Energy [GJ] | Unprogrammed Cost [$] | Optimized Energy [J] | Optimized Cost [$] | Building ID | Date | Fuel |  | Unprogrammed Heating Energy [GJ] | Unprogrammed Cost [$] | Optimized Energy [J] | Optimized Cost [$] | Building ID | Date | Fuel |  | Unprogrammed Heating Energy [GJ] | Unprogrammed Cost [$] | Optimized Energy [J] | Optimized Cost [$] | Building ID | Date | Fuel |  | Unprogrammed Heating Energy [GJ] | Unprogrammed Cost [$] | Optimized Energy [J] | Optimized Cost [$] | Building ID | Date | Fuel |  | Unprogrammed Heating Energy [GJ] | Unprogrammed Cost [$] | Optimized Energy [J] | Optimized Cost [$] | Building ID | Date | Fuel |  | Unprogrammed Heating Energy [GJ] | Unprogrammed Cost [$] | Optimized Energy [J] | Optimized Cost [$] | Building ID | Date | Fuel |  | Unprogrammed Heating Energy [GJ] | Unprogrammed Cost [$] | Optimized Energy [J] | Optimized Cost [$] | Building ID | Date | Fuel |  | Unprogrammed Heating Energy [GJ] | Unprogrammed Cost [$] | Optimized Energy [J] | Optimized Cost [$] | Building ID | Date | Fuel |  | Unprogrammed Heating Energy [GJ] | Unprogrammed Cost [$] | Optimized Energy [J] | Optimized Cost [$] | Building ID | Date | Fuel |  | Unprogrammed Heating Energy [GJ] | Unprogrammed Cost [$] | Optimized Energy [J] | Optimized Cost [$] | Building ID | Date | Fuel |  | Unprogrammed Heating Energy [GJ] | Unprogrammed Cost [$] | Optimized Energy [J] | Optimized Cost [$] | Building ID | Date | Fuel |  | Unprogrammed Heating Energy [GJ] | Unprogrammed Cost [$] | Optimized Energy [J] | Optimized Cost [$] | Building ID | Date | Fuel |  | Unprogrammed Heating Energy [GJ] | Unprogrammed Cost [$] | Optimized Energy [J] | Optimized Cost [$] | Building ID | Date | Fuel |  | Unprogrammed Heating Energy [GJ] | Unprogrammed Cost [$] | Optimized Energy [J] | Optimized Cost [$] | Building ID | Date | Fuel |  | Unprogrammed Heating Energy [GJ] | Unprogrammed Cost [$] | Optimized Energy [J] | Optimized Cost [$] | Building ID | Date | Fuel |  | Unprogrammed Heating Energy [GJ] | Unprogrammed Cost [$] | Optimized Energy [J] | Optimized Cost [$] | Building ID | Date | Fuel |  | Unprogrammed Heating Energy [GJ] | Unprogrammed Cost [$] | Optimized Energy [J] | Optimized Cost [$] | Building ID | Date | Fuel |  | Unprogrammed Heating Energy [GJ] | Unprogrammed Cost [$] | Optimized Energy [J] | Optimized Cost [$] | Building ID | Date | Fuel |  | Unprogrammed Heating Energy [GJ] | Unprogrammed Cost [$] | Optimized Energy [J] | Optimized Cost [$] | Building ID | Date | Fuel |  | Unprogrammed Heating Energy [GJ] | Unprogrammed Cost [$] | Optimized Energy [J] | Optimized Cost [$] | Building ID | Date | Fuel |  | Unprogrammed Heating Energy [GJ] | Unprogrammed Cost [$] | Optimized Energy [J] | Optimized Cost [$] | Building ID | Date | Fuel |  | Unprogrammed Heating Energy [GJ] | Unprogrammed Cost [$] | Optimized Energy [J] | Optimized Cost [$] | Building ID | Date | Fuel |  | Unprogrammed Heating Energy [GJ] | Unprogrammed Cost [$] | Optimized Energy [J] | Optimized Cost [$] | Building ID | Date | Fuel |  | Unprogrammed Heating Energy [GJ] | Unprogrammed Cost [$] | Optimized Energy [J] | Optimized Cost [$] | Building ID | Date | Fuel |  | Unprogrammed Heating Energy [GJ] | Unprogrammed Cost [$] | Optimized Energy [J] | Optimized Cost [$] | Building ID | Date | Fuel |  | Unprogrammed Heating Energy [GJ] | Unprogrammed Cost [$] | Optimized Energy [J] | Optimized Cost [$] | Building ID | Date | Fuel |  | Unprogrammed Heating Energy [GJ] | Unprogrammed Cost [$] | Optimized Energy [J] | Optimized Cost [$] | Building ID | Date | Fuel |  | Unprogrammed Heating Energy [GJ] | Unprogrammed Cost [$] | Optimized Energy [J] | Optimized Cost [$] | Building ID | Date | Fuel |  | Unprogrammed Heating Energy [GJ] | Unprogrammed Cost [$] | Optimized Energy [J] | Optimized Cost [$] | Building ID | Date | Fuel |  | Unprogrammed Heating Energy [GJ] | Unprogrammed Cost [$] | Optimized Energy [J] | Optimized Cost [$] | Building ID | Date | Fuel |  | Unprogrammed Heating Energy [GJ] | Unprogrammed Cost [$] | Optimized Energy [J] | Optimized Cost [$] | Building ID | Date | Fuel |  | Unprogrammed Heating Energy [GJ] | Unprogrammed Cost [$] | Optimized Energy [J] | Optimized Cost [$] | Building ID | Date | Fuel |  | Unprogrammed Heating Energy [GJ] | Unprogrammed Cost [$] | Optimized Energy [J] | Optimized Cost [$] | Building ID | Date | Fuel |  | Unprogrammed Heating Energy [GJ] | Unprogrammed Cost [$] | Optimized Energy [J] | Optimized Cost [$] | Building ID | Date | Fuel |  | Unprogrammed Heating Energy [GJ] | Unprogrammed Cost [$] | Optimized Energy [J] | Optimized Cost [$] | Building ID | Date | Fuel |  | Unprogrammed Heating Energy [GJ] | Unprogrammed Cost [$] | Optimized Energy [J] | Optimized Cost [$] | Building ID | Date | Fuel |  | Unprogrammed Heating Energy [GJ] | Unprogrammed Cost [$] | Optimized Energy [J] | Optimized Cost [$] | Building ID | Date | Fuel |  | Unprogrammed Heating Energy [GJ] | Unprogrammed Cost [$] | Optimized Energy [J] | Optimized Cost [$] | Building ID | Date | Fuel |  | Unprogrammed Heating Energy [GJ] | Unprogrammed Cost [$] | Optimized Energy [J] | Optimized Cost [$] | Building ID | Date | Fuel |  | Unprogrammed Heating Energy [GJ] | Unprogrammed Cost [$] | Optimized Energy [J] | Optimized Cost [$] | Building ID | Date | Fuel |  | Unprogrammed Heating Energy [GJ] | Unprogrammed Cost [$] | Optimized Energy [J] | Optimized Cost [$] | Building ID | Date | Fuel |  | Unprogrammed Heating Energy [GJ] | Unprogrammed Cost [$] | Optimized Energy [J] | Optimized Cost [$] | Building ID | Date | Fuel |  | Unprogrammed Heating Energy [GJ] | Unprogrammed Cost [$] | Optimized Energy [J] | Optimized Cost [$] | Building ID | Date | Fuel |  | Unprogrammed Heating Energy [GJ] | Unprogrammed Cost [$] | Optimized Energy [J] | Optimized Cost [$] | Building ID | Date | Fuel |  | Unprogrammed Heating Energy [GJ] | Unprogrammed Cost [$] | Optimized Energy [J] | Optimized Cost [$] | Building ID | Date | Fuel |  | Unprogrammed Heating Energy [GJ] | Unprogrammed Cost [$] | Optimized Energy [J] | Optimized Cost [$] | Building ID | Date | Fuel |  | Unprogrammed Heating Energy [GJ] | Unprogrammed Cost [$] | Optimized Energy [J] | Optimized Cost [$] | Building ID | Date | Fuel |  | Unprogrammed Heating Energy [GJ] | Unprogrammed Cost [$] | Optimized Energy [J] | Optimized Cost [$] | Building ID | Date | Fuel |  | Unprogrammed Heating Energy [GJ] | Unprogrammed Cost [$] | Optimized Energy [J] | Optimized Cost [$] | Building ID | Date | Fuel |  | Unprogrammed Heating Energy [GJ] | Unprogrammed Cost [$] | Optimized Energy [J] | Optimized Cost [$] | Building ID | Date | Fuel |  | Unprogrammed Heating Energy [GJ] | Unprogrammed Cost [$] | Optimized Energy [J] | Optimized Cost [$] | Building ID | Date | Fuel |  | Unprogrammed Heating Energy [GJ] | Unprogrammed Cost [$] | Optimized Energy [J] | Optimized Cost [$] | Building ID | Date | Fuel |  | Unprogrammed Heating Energy [GJ] | Unprogrammed Cost [$] | Optimized Energy [J] | Optimized Cost [$] | Building ID | Date | Fuel |  | Unprogrammed Heating Energy [GJ] | Unprogrammed Cost [$] | Optimized Energy [J] | Optimized Cost [$] | Building ID | Date | Fuel |  | Unprogrammed Heating Energy [GJ] | Unprogrammed Cost [$] | Optimized Energy [J] | Optimized Cost [$] | Building ID | Date | Fuel |  | Unprogrammed Heating Energy [GJ] | Unprogrammed Cost [$] | Optimized Energy [J] | Optimized Cost [$] | Building ID | Date | Fuel |  | Unprogrammed Heating Energy [GJ] | Unprogrammed Cost [$] | Optimized Energy [J] | Optimized Cost [$] | Building ID | Date | Fuel |  | Unprogrammed Heating Energy [GJ] | Unprogrammed Cost [$] | Optimized Energy [J] | Optimized Cost [$] | Building ID | Date | Fuel |  | Unprogrammed Heating Energy [GJ] | Unprogrammed Cost [$] | Optimized Energy [J] | Optimized Cost [$] | Building ID | Date | Fuel |  | Unprogrammed Heating Energy [GJ] | Unprogrammed Cost [$] | Optimized Energy [J] | Optimized Cost [$] | Building ID | Date | Fuel |  | Unprogrammed Heating Energy [GJ] | Unprogrammed Cost [$] | Optimized Energy [J] | Optimized Cost [$] | Building ID | Date | Fuel |  | Unprogrammed Heating Energy [GJ] | Unprogrammed Cost [$] | Optimized Energy [J] | Optimized Cost [$] | Building ID | Date | Fuel |  | Unprogrammed Heating Energy [GJ] | Unprogrammed Cost [$] | Optimized Energy [J] | Optimized Cost [$] | Building ID | Date | Fuel |  | Unprogrammed Heating Energy [GJ] | Unprogrammed Cost [$] | Optimized Energy [J] | Optimized Cost [$] | Building ID | Date | Fuel |  | Unprogrammed Heating Energy [GJ] | Unprogrammed Cost [$] | Optimized Energy [J] | Optimized Cost [$] | Building ID | Date | Fuel |  | Unprogrammed Heating Energy [GJ] | Unprogrammed Cost [$] | Optimized Energy [J] | Optimized Cost [$] | Building ID | Date | Fuel |  | Unprogrammed Heating Energy [GJ] | Unprogrammed Cost [$] | Optimized Energy [J] | Optimized Cost [$] | Building ID | Date | Fuel |  | Unprogrammed Heating Energy [GJ] | Unprogrammed Cost [$] | Optimized Energy [J] | Optimized Cost [$] | Building ID | Date | Fuel |  | Unprogrammed Heating Energy [GJ] | Unprogrammed Cost [$] | Optimized Energy [J] | Optimized Cost [$] | Building ID | Date | Fuel |  | Unprogrammed Heating Energy [GJ] | Unprogrammed Cost [$] | Optimized Energy [J] | Optimized Cost [$] | Building ID | Date | Fuel |  | Unprogrammed Heating Energy [GJ] | Unprogrammed Cost [$] | Optimized Energy [J] | Optimized Cost [$] | Building ID | Date | Fuel |  | Unprogrammed Heating Energy [GJ] | Unprogrammed Cost [$] | Optimized Energy [J] | Optimized Cost [$] | Building ID | Date | Fuel |  | Unprogrammed Heating Energy [GJ] | Unprogrammed Cost [$] | Optimized Energy [J] | Optimized Cost [$] | Building ID | Date | Fuel |  | Unprogrammed Heating Energy [GJ] | Unprogrammed Cost [$] | Optimized Energy [J] | Optimized Cost [$] | Building ID | Date | Fuel |  | Unprogrammed Heating Energy [GJ] | Unprogrammed Cost [$] | Optimized Energy [J] | Optimized Cost [$] | Building ID | Date | Fuel |  | Unprogrammed Heating Energy [GJ] | Unprogrammed Cost [$] | Optimized Energy [J] | Optimized Cost [$] | Building ID | Date | Fuel |  | Unprogrammed Heating Energy [GJ] | Unprogrammed Cost [$] | Optimized Energy [J] | Optimized Cost [$] | Building ID | Date | Fuel |  | Unprogrammed Heating Energy [GJ] | Unprogrammed Cost [$] | Optimized Energy [J] | Optimized Cost [$] | Building ID | Date | Fuel |  | Unprogrammed Heating Energy [GJ] | Unprogrammed Cost [$] | Optimized Energy [J] | Optimized Cost [$] | Building ID | Date | Fuel |  | Unprogrammed Heating Energy [GJ] | Unprogrammed Cost [$] | Optimized Energy [J] | Optimized Cost [$] | Building ID | Date | Fuel |  | Unprogrammed Heating Energy [GJ] | Unprogrammed Cost [$] | Optimized Energy [J] | Optimized Cost [$] | Building ID | Date | Fuel |  | Unprogrammed Heating Energy [GJ] | Unprogrammed Cost [$] | Optimized Energy [J] | Optimized Cost [$] | Building ID | Date | Fuel |  | Unprogrammed Heating Energy [GJ] | Unprogrammed Cost [$] | Optimized Energy [J] | Optimized Cost [$] | Building ID | Date | Fuel |  | Unprogrammed Heating Energy [GJ] | Unprogrammed Cost [$] | Optimized Energy [J] | Optimized Cost [$] | Building ID | Date | Fuel |  | Unprogrammed Heating Energy [GJ] | Unprogrammed Cost [$] | Optimized Energy [J] | Optimized Cost [$] | Building ID | Date | Fuel |  | Unprogrammed Heating Energy [GJ] | Unprogrammed Cost [$] | Optimized Energy [J] | Optimized Cost [$] | Building ID | Date | Fuel |  | Unprogrammed Heating Energy [GJ] | Unprogrammed Cost [$] | Optimized Energy [J] | Optimized Cost [$] | Building ID | Date | Fuel |  | Unprogrammed Heating Energy [GJ] | Unprogrammed Cost [$] | Optimized Energy [J] | Optimized Cost [$] | Building ID | Date | Fuel |  | Unprogrammed Heating Energy [GJ] | Unprogrammed Cost [$] | Optimized Energy [J] | Optimized Cost [$] | Building ID | Date | Fuel |  | Unprogrammed Heating Energy [GJ] | Unprogrammed Cost [$] | Optimized Energy [J] | Optimized Cost [$] | Building ID | Date | Fuel |  | Unprogrammed Heating Energy [GJ] | Unprogrammed Cost [$] | Optimized Energy [J] | Optimized Cost [$] | Building ID | Date | Fuel |  | Unprogrammed Heating Energy [GJ] | Unprogrammed Cost [$] | Optimized Energy [J] | Optimized Cost [$] | Building ID | Date | Fuel |  | Unprogrammed Heating Energy [GJ] | Unprogrammed Cost [$] | Optimized Energy [J] | Optimized Cost [$] | Building ID | Date | Fuel |  | Unprogrammed Heating Energy [GJ] | Unprogrammed Cost [$] | Optimized Energy [J] | Optimized Cost [$] | Building ID | Date | Fuel |  | Unprogrammed Heating Energy [GJ] | Unprogrammed Cost [$] | Optimized Energy [J] | Optimized Cost [$] | Building ID | Date | Fuel |  | Unprogrammed Heating Energy [GJ] | Unprogrammed Cost [$] | Optimized Energy [J] | Optimized Cost [$] | Building ID | Date | Fuel |  | Unprogrammed Heating Energy [GJ] | Unprogrammed Cost [$] | Optimized Energy [J] | Optimized Cost [$] | Building ID | Date | Fuel |  | Unprogrammed Heating Energy [GJ] | Unprogrammed Cost [$] | Optimized Energy [J] | Optimized Cost [$] | Building ID | Date | Fuel |  | Unprogrammed Heating Energy [GJ] | Unprogrammed Cost [$] | Optimized Energy [J] | Optimized Cost [$] | Building ID | Date | Fuel |  | Unprogrammed Heating Energy [GJ] | Unprogrammed Cost [$] | Optimized Energy [J] | Optimized Cost [$] | Building ID | Date | Fuel |  | Unprogrammed Heating Energy [GJ] | Unprogrammed Cost [$] | Optimized Energy [J] | Optimized Cost [$] | Building ID | Date | Fuel |  | Unprogrammed Heating Energy [GJ] | Unprogrammed Cost [$] | Optimized Energy [J] | Optimized Cost [$] | Building ID | Date | Fuel |  | Unprogrammed Heating Energy [GJ] | Unprogrammed Cost [$] | Optimized Energy [J] | Optimized Cost [$] | Building ID | Date | Fuel |  | Unprogrammed Heating Energy [GJ] | Unprogrammed Cost [$] | Optimized Energy [J] | Optimized Cost [$] | Building ID | Date | Fuel |  | Unprogrammed Heating Energy [GJ] | Unprogrammed Cost [$] | Optimized Energy [J] | Optimized Cost [$] | Building ID | Date | Fuel |  | Unprogrammed Heating Energy [GJ] | Unprogrammed Cost [$] | Optimized Energy [J] | Optimized Cost [$] | Building ID | Date | Fuel |  | Unprogrammed Heating Energy [GJ] | Unprogrammed Cost [$] | Optimized Energy [J] | Optimized Cost [$] | Building ID | Date | Fuel |  | Unprogrammed Heating Energy [GJ] | Unprogrammed Cost [$] | Optimized Energy [J] | Optimized Cost [$] | Building ID | Date | Fuel |  | Unprogrammed Heating Energy [GJ] | Unprogrammed Cost [$] | Optimized Energy [J] | Optimized Cost [$] | Building ID | Date | Fuel |  | Unprogrammed Heating Energy [GJ] | Unprogrammed Cost [$] | Optimized Energy [J] | Optimized Cost [$] | Building ID | Date | Fuel |  | Unprogrammed Heating Energy [GJ] | Unprogrammed Cost [$] | Optimized Energy [J] | Optimized Cost [$] | Building ID | Date | Fuel |  | Unprogrammed Heating Energy [GJ] | Unprogrammed Cost [$] | Optimized Energy [J] | Optimized Cost [$] | Building ID | Date | Fuel |  | Unprogrammed Heating Energy [GJ] | Unprogrammed Cost [$] | Optimized Energy [J] | Optimized Cost [$] | Building ID | Date | Fuel |  | Unprogrammed Heating Energy [GJ] | Unprogrammed Cost [$] | Optimized Energy [J] | Optimized Cost [$] | Building ID | Date | Fuel |  | Unprogrammed Heating Energy [GJ] | Unprogrammed Cost [$] | Optimized Energy [J] | Optimized Cost [$] | Building ID | Date | Fuel |  | Unprogrammed Heating Energy [GJ] | Unprogrammed Cost [$] | Optimized Energy [J] | Optimized Cost [$] | Building ID | Date | Fuel |  | Unprogrammed Heating Energy [GJ] | Unprogrammed Cost [$] | Optimized Energy [J] | Optimized Cost [$] | Building ID | Date | Fuel |  | Unprogrammed Heating Energy [GJ] | Unprogrammed Cost [$] | Optimized Energy [J] | Optimized Cost [$] | Building ID | Date | Fuel |  | Unprogrammed Heating Energy [GJ] | Unprogrammed Cost [$] | Optimized Energy [J] | Optimized Cost [$] | Building ID | Date | Fuel |  | Unprogrammed Heating Energy [GJ] | Unprogrammed Cost [$] | Optimized Energy [J] | Optimized Cost [$] | Building ID | Date | Fuel |  | Unprogrammed Heating Energy [GJ] | Unprogrammed Cost [$] | Optimized Energy [J] | Optimized Cost [$] | Building ID | Date | Fuel |  | Unprogrammed Heating Energy [GJ] | Unprogrammed Cost [$] | Optimized Energy [J] | Optimized Cost [$] | Building ID | Date | Fuel |  | Unprogrammed Heating Energy [GJ] | Unprogrammed Cost [$] | Optimized Energy [J] | Optimized Cost [$] | Building ID | Date | Fuel |  | Unprogrammed Heating Energy [GJ] | Unprogrammed Cost [$] | Optimized Energy [J] | Optimized Cost [$] | Building ID | Date | Fuel |  | Unprogrammed Heating Energy [GJ] | Unprogrammed Cost [$] | Optimized Energy [J] | Optimized Cost [$] | Building ID | Date | Fuel |  | Unprogrammed Heating Energy [GJ] | Unprogrammed Cost [$] | Optimized Energy [J] | Optimized Cost [$] | Building ID | Date | Fuel |  | Unprogrammed Heating Energy [GJ] | Unprogrammed Cost [$] | Optimized Energy [J] | Optimized Cost [$] | Building ID | Date | Fuel |  | Unprogrammed Heating Energy [GJ] | Unprogrammed Cost [$] | Optimized Energy [J] | Optimized Cost [$] | Building ID | Date | Fuel |  | Unprogrammed Heating Energy [GJ] | Unprogrammed Cost [$] | Optimized Energy [J] | Optimized Cost [$] | Building ID | Date | Fuel |  | Unprogrammed Heating Energy [GJ] | Unprogrammed Cost [$] | Optimized Energy [J] | Optimized Cost [$] | Building ID | Date | Fuel |  | Unprogrammed Heating Energy [GJ] | Unprogrammed Cost [$] | Optimized Energy [J] | Optimized Cost [$] | Building ID | Date | Fuel |  | Unprogrammed Heating Energy [GJ] | Unprogrammed Cost [$] | Optimized Energy [J] | Optimized Cost [$] | Building ID | Date | Fuel |  | Unprogrammed Heating Energy [GJ] | Unprogrammed Cost [$] | Optimized Energy [J] | Optimized Cost [$] | Building ID | Date | Fuel |  | Unprogrammed Heating Energy [GJ] | Unprogrammed Cost [$] | Optimized Energy [J] | Optimized Cost [$] | Building ID | Date | Fuel |  | Unprogrammed Heating Energy [GJ] | Unprogrammed Cost [$] | Optimized Energy [J] | Optimized Cost [$] | Building ID | Date | Fuel |  | Unprogrammed Heating Energy [GJ] | Unprogrammed Cost [$] | Optimized Energy [J] | Optimized Cost [$] | Building ID | Date | Fuel |  | Unprogrammed Heating Energy [GJ] | Unprogrammed Cost [$] | Optimized Energy [J] | Optimized Cost [$] | Building ID | Date | Fuel |  | Unprogrammed Heating Energy [GJ] | Unprogrammed Cost [$] | Optimized Energy [J] | Optimized Cost [$] | Building ID | Date | Fuel |  | Unprogrammed Heating Energy [GJ] | Unprogrammed Cost [$] | Optimized Energy [J] | Optimized Cost [$] | Building ID | Date | Fuel |  | Unprogrammed Heating Energy [GJ] | Unprogrammed Cost [$] | Optimized Energy [J] | Optimized Cost [$] | Building ID | Date | Fuel |  | Unprogrammed Heating Energy [GJ] | Unprogrammed Cost [$] | Optimized Energy [J] | Optimized Cost [$] | Building ID | Date | Fuel |  | Unprogrammed Heating Energy [GJ] | Unprogrammed Cost [$] | Optimized Energy [J] | Optimized Cost [$] | Building ID | Date | Fuel |  | Unprogrammed Heating Energy [GJ] | Unprogrammed Cost [$] | Optimized Energy [J] | Optimized Cost [$] | Building ID | Date | Fuel |  | Unprogrammed Heating Energy [GJ] | Unprogrammed Cost [$] | Optimized Energy [J] | Optimized Cost [$] | Building ID | Date | Fuel |  | Unprogrammed Heating Energy [GJ] | Unprogrammed Cost [$] | Optimized Energy [J] | Optimized Cost [$] | Building ID | Date | Fuel |  | Unprogrammed Heating Energy [GJ] | Unprogrammed Cost [$] | Optimized Energy [J] | Optimized Cost [$] | Building ID | Date | Fuel |  | Unprogrammed Heating Energy [GJ] | Unprogrammed Cost [$] | Optimized Energy [J] | Optimized Cost [$] | Building ID | Date | Fuel |  | Unprogrammed Heating Energy [GJ] | Unprogrammed Cost [$] | Optimized Energy [J] | Optimized Cost [$] | Building ID | Date | Fuel |  | Unprogrammed Heating Energy [GJ] | Unprogrammed Cost [$] | Optimized Energy [J] | Optimized Cost [$] | Building ID | Date | Fuel |  | Unprogrammed Heating Energy [GJ] | Unprogrammed Cost [$] | Optimized Energy [J] | Optimized Cost [$] | Building ID | Date | Fuel |  | Unprogrammed Heating Energy [GJ] | Unprogrammed Cost [$] | Optimized Energy [J] | Optimized Cost [$] | Building ID | Date | Fuel |  | Unprogrammed Heating Energy [GJ] | Unprogrammed Cost [$] | Optimized Energy [J] | Optimized Cost [$] | Building ID | Date | Fuel |  | Unprogrammed Heating Energy [GJ] | Unprogrammed Cost [$] | Optimized Energy [J] | Optimized Cost [$] | Building ID | Date | Fuel |  | Unprogrammed Heating Energy [GJ] | Unprogrammed Cost [$] | Optimized Energy [J] | Optimized Cost [$] | Building ID | Date | Fuel |  | Unprogrammed Heating Energy [GJ] | Unprogrammed Cost [$] | Optimized Energy [J] | Optimized Cost [$] | Building ID | Date | Fuel |  | Unprogrammed Heating Energy [GJ] | Unprogrammed Cost [$] | Optimized Energy [J] | Optimized Cost [$] | Building ID | Date | Fuel |  | Unprogrammed Heating Energy [GJ] | Unprogrammed Cost [$] | Optimized Energy [J] | Optimized Cost [$] | Building ID | Date | Fuel |  | Unprogrammed Heating Energy [GJ] | Unprogrammed Cost [$] | Optimized Energy [J] | Optimized Cost [$] | Building ID | Date | Fuel |  | Unprogrammed Heating Energy [GJ] | Unprogrammed Cost [$] | Optimized Energy [J] | Optimized Cost [$] | Building ID | Date | Fuel |  | Unprogrammed Heating Energy [GJ] | Unprogrammed Cost [$] | Optimized Energy [J] | Optimized Cost [$] | Building ID | Date | Fuel |  | Unprogrammed Heating Energy [GJ] | Unprogrammed Cost [$] | Optimized Energy [J] | Optimized Cost [$] | Building ID | Date | Fuel |  | Unprogrammed Heating Energy [GJ] | Unprogrammed Cost [$] | Optimized Energy [J] | Optimized Cost [$] | Building ID | Date | Fuel |  | Unprogrammed Heating Energy [GJ] | Unprogrammed Cost [$] | Optimized Energy [J] | Optimized Cost [$] | Building ID | Date | Fuel |  | Unprogrammed Heating Energy [GJ] | Unprogrammed Cost [$] | Optimized Energy [J] | Optimized Cost [$] | Building ID | Date | Fuel |  | Unprogrammed Heating Energy [GJ] | Unprogrammed Cost [$] | Optimized Energy [J] | Optimized Cost [$] | Building ID | Date | Fuel |  | Unprogrammed Heating Energy [GJ] | Unprogrammed Cost [$] | Optimized Energy [J] | Optimized Cost [$] | Building ID | Date | Fuel |  | Unprogrammed Heating Energy [GJ] | Unprogrammed Cost [$] | Optimized Energy [J] | Optimized Cost [$] | Building ID | Date | Fuel |  | Unprogrammed Heating Energy [GJ] | Unprogrammed Cost [$] | Optimized Energy [J] | Optimized Cost [$] | Building ID | Date | Fuel |  | Unprogrammed Heating Energy [GJ] | Unprogrammed Cost [$] | Optimized Energy [J] | Optimized Cost [$] | Building ID | Date | Fuel |  | Unprogrammed Heating Energy [GJ] | Unprogrammed Cost [$] | Optimized Energy [J] | Optimized Cost [$] | Building ID | Date | Fuel |  | Unprogrammed Heating Energy [GJ] | Unprogrammed Cost [$] | Optimized Energy [J] | Optimized Cost [$] | Building ID | Date | Fuel |  | Unprogrammed Heating Energy [GJ] | Unprogrammed Cost [$] | Optimized Energy [J] | Optimized Cost [$] | Building ID | Date | Fuel |  | Unprogrammed Heating Energy [GJ] | Unprogrammed Cost [$] | Optimized Energy [J] | Optimized Cost [$] | Building ID | Date | Fuel |  | Unprogrammed Heating Energy [GJ] | Unprogrammed Cost [$] | Optimized Energy [J] | Optimized Cost [$] | Building ID | Date | Fuel |  | Unprogrammed Heating Energy [GJ] | Unprogrammed Cost [$] | Optimized Energy [J] | Optimized Cost [$] | Building ID | Date | Fuel |  | Unprogrammed Heating Energy [GJ] | Unprogrammed Cost [$] | Optimized Energy [J] | Optimized Cost [$] | Building ID | Date | Fuel |  | Unprogrammed Heating Energy [GJ] | Unprogrammed Cost [$] | Optimized Energy [J] | Optimized Cost [$] | Building ID | Date | Fuel |  | Unprogrammed Heating Energy [GJ] | Unprogrammed Cost [$] | Optimized Energy [J] | Optimized Cost [$] | Building ID | Date | Fuel |  | Unprogrammed Heating Energy [GJ] | Unprogrammed Cost [$] | Optimized Energy [J] | Optimized Cost [$] | Building ID | Date | Fuel |  | Unprogrammed Heating Energy [GJ] | Unprogrammed Cost [$] | Optimized Energy [J] | Optimized Cost [$] | Building ID | Date | Fuel |  | Unprogrammed Heating Energy [GJ] | Unprogrammed Cost [$] | Optimized Energy [J] | Optimized Cost [$] | Building ID | Date | Fuel |  | Unprogrammed Heating Energy [GJ] | Unprogrammed Cost [$] | Optimized Energy [J] | Optimized Cost [$] | Building ID | Date | Fuel |  | Unprogrammed Heating Energy [GJ] | Unprogrammed Cost [$] | Optimized Energy [J] | Optimized Cost [$] | Building ID | Date | Fuel |  | Unprogrammed Heating Energy [GJ] | Unprogrammed Cost [$] | Optimized Energy [J] | Optimized Cost [$] | Building ID | Date | Fuel |  | Unprogrammed Heating Energy [GJ] | Unprogrammed Cost [$] | Optimized Energy [J] | Optimized Cost [$] | Building ID | Date | Fuel |  | Unprogrammed Heating Energy [GJ] | Unprogrammed Cost [$] | Optimized Energy [J] | Optimized Cost [$] | Building ID | Date | Fuel |  | Unprogrammed Heating Energy [GJ] | Unprogrammed Cost [$] | Optimized Energy [J] | Optimized Cost [$] | Building ID | Date | Fuel |  | Unprogrammed Heating Energy [GJ] | Unprogrammed Cost [$] | Optimized Energy [J] | Optimized Cost [$] | Building ID | Date | Fuel |  | Unprogrammed Heating Energy [GJ] | Unprogrammed Cost [$] | Optimized Energy [J] | Optimized Cost [$] | Building ID | Date | Fuel |  | Unprogrammed Heating Energy [GJ] | Unprogrammed Cost [$] | Optimized Energy [J] | Optimized Cost [$] | Building ID | Date | Fuel |  | Unprogrammed Heating Energy [GJ] | Unprogrammed Cost [$] | Optimized Energy [J] | Optimized Cost [$] | Building ID | Date | Fuel |  | Unprogrammed Heating Energy [GJ] | Unprogrammed Cost [$] | Optimized Energy [J] | Optimized Cost [$] | Building ID | Date | Fuel |  | Unprogrammed Heating Energy [GJ] | Unprogrammed Cost [$] | Optimized Energy [J] | Optimized Cost [$] | Building ID | Date | Fuel |  | Unprogrammed Heating Energy [GJ] | Unprogrammed Cost [$] | Optimized Energy [J] | Optimized Cost [$] | Building ID | Date | Fuel |  | Unprogrammed Heating Energy [GJ] | Unprogrammed Cost [$] | Optimized Energy [J] | Optimized Cost [$] | Building ID | Date | Fuel |  | Unprogrammed Heating Energy [GJ] | Unprogrammed Cost [$] | Optimized Energy [J] | Optimized Cost [$] | Building ID | Date | Fuel |  | Unprogrammed Heating Energy [GJ] | Unprogrammed Cost [$] | Optimized Energy [J] | Optimized Cost [$] | Building ID | Date | Fuel |  | Unprogrammed Heating Energy [GJ] | Unprogrammed Cost [$] | Optimized Energy [J] | Optimized Cost [$] | Building ID | Date | Fuel |  | Unprogrammed Heating Energy [GJ] | Unprogrammed Cost [$] | Optimized Energy [J] | Optimized Cost [$] | Building ID | Date | Fuel |  | Unprogrammed Heating Energy [GJ] | Unprogrammed Cost [$] | Optimized Energy [J] | Optimized Cost [$] | Building ID | Date | Fuel |  | Unprogrammed Heating Energy [GJ] | Unprogrammed Cost [$] | Optimized Energy [J] | Optimized Cost [$] | Building ID | Date | Fuel |  | Unprogrammed Heating Energy [GJ] | Unprogrammed Cost [$] | Optimized Energy [J] | Optimized Cost [$] | Building ID | Date | Fuel |  | Unprogrammed Heating Energy [GJ] | Unprogrammed Cost [$] | Optimized Energy [J] | Optimized Cost [$] | Building ID | Date | Fuel |  | Unprogrammed Heating Energy [GJ] | Unprogrammed Cost [$] | Optimized Energy [J] | Optimized Cost [$] | Building ID | Date | Fuel |  | Unprogrammed Heating Energy [GJ] | Unprogrammed Cost [$] | Optimized Energy [J] | Optimized Cost [$] | Building ID | Date | Fuel |  | Unprogrammed Heating Energy [GJ] | Unprogrammed Cost [$] | Optimized Energy [J] | Optimized Cost [$] | Building ID | Date | Fuel |  | Unprogrammed Heating Energy [GJ] | Unprogrammed Cost [$] | Optimized Energy [J] | Optimized Cost [$] | Building ID | Date | Fuel |  | Unprogrammed Heating Energy [GJ] | Unprogrammed Cost [$] | Optimized Energy [J] | Optimized Cost [$] | Building ID | Date | Fuel |  | Unprogrammed Heating Energy [GJ] | Unprogrammed Cost [$] | Optimized Energy [J] | Optimized Cost [$] | Building ID | Date | Fuel |  | Unprogrammed Heating Energy [GJ] | Unprogrammed Cost [$] | Optimized Energy [J] | Optimized Cost [$] | Building ID | Date | Fuel |  | Unprogrammed Heating Energy [GJ] | Unprogrammed Cost [$] | Optimized Energy [J] | Optimized Cost [$] | Building ID | Date | Fuel |  | Unprogrammed Heating Energy [GJ] | Unprogrammed Cost [$] | Optimized Energy [J] | Optimized Cost [$] | Building ID | Date | Fuel |  | Unprogrammed Heating Energy [GJ] | Unprogrammed Cost [$] | Optimized Energy [J] | Optimized Cost [$] | Building ID | Date | Fuel |  | Unprogrammed Heating Energy [GJ] | Unprogrammed Cost [$] | Optimized Energy [J] | Optimized Cost [$] | Building ID | Date | Fuel |  | Unprogrammed Heating Energy [GJ] | Unprogrammed Cost [$] | Optimized Energy [J] | Optimized Cost [$] | Building ID | Date | Fuel |  | Unprogrammed Heating Energy [GJ] | Unprogrammed Cost [$] | Optimized Energy [J] | Optimized Cost [$] | Building ID | Date | Fuel |  | Unprogrammed Heating Energy [GJ] | Unprogrammed Cost [$] | Optimized Energy [J] | Optimized Cost [$] | Building ID | Date | Fuel |  | Unprogrammed Heating Energy [GJ] | Unprogrammed Cost [$] | Optimized Energy [J] | Optimized Cost [$] | Building ID | Date | Fuel |  | Unprogrammed Heating Energy [GJ] | Unprogrammed Cost [$] | Optimized Energy [J] | Optimized Cost [$] | Building ID | Date | Fuel |  | Unprogrammed Heating Energy [GJ] | Unprogrammed Cost [$] | Optimized Energy [J] | Optimized Cost [$] | Building ID | Date | Fuel |  | Unprogrammed Heating Energy [GJ] | Unprogrammed Cost [$] | Optimized Energy [J] | Optimized Cost [$] | Building ID | Date | Fuel |  | Unprogrammed Heating Energy [GJ] | Unprogrammed Cost [$] | Optimized Energy [J] | Optimized Cost [$] | Building ID | Date | Fuel |  | Unprogrammed Heating Energy [GJ] | Unprogrammed Cost [$] | Optimized Energy [J] | Optimized Cost [$] | Building ID | Date | Fuel |  | Unprogrammed Heating Energy [GJ] | Unprogrammed Cost [$] | Optimized Energy [J] | Optimized Cost [$] | Building ID | Date | Fuel |  | Unprogrammed Heating Energy [GJ] | Unprogrammed Cost [$] | Optimized Energy [J] | Optimized Cost [$] | Building ID | Date | Fuel |  | Unprogrammed Heating Energy [GJ] | Unprogrammed Cost [$] | Optimized Energy [J] | Optimized Cost [$] | Building ID | Date | Fuel |  | Unprogrammed Heating Energy [GJ] | Unprogrammed Cost [$] | Optimized Energy [J] | Optimized Cost [$] | Building ID | Date | Fuel |  | Unprogrammed Heating Energy [GJ] | Unprogrammed Cost [$] | Optimized Energy [J] | Optimized Cost [$] | Building ID | Date | Fuel |  | Unprogrammed Heating Energy [GJ] | Unprogrammed Cost [$] | Optimized Energy [J] | Optimized Cost [$] | Building ID | Date | Fuel |  | Unprogrammed Heating Energy [GJ] | Unprogrammed Cost [$] | Optimized Energy [J] | Optimized Cost [$] | Building ID | Date | Fuel |  | Unprogrammed Heating Energy [GJ] | Unprogrammed Cost [$] | Optimized Energy [J] | Optimized Cost [$] | Building ID | Date | Fuel |  | Unprogrammed Heating Energy [GJ] | Unprogrammed Cost [$] | Optimized Energy [J] | Optimized Cost [$] | Building ID | Date | Fuel |  | Unprogrammed Heating Energy [GJ] | Unprogrammed Cost [$] | Optimized Energy [J] | Optimized Cost [$] | Building ID | Date | Fuel |  | Unprogrammed Heating Energy [GJ] | Unprogrammed Cost [$] | Optimized Energy [J] | Optimized Cost [$] | Building ID | Date | Fuel |  | Unprogrammed Heating Energy [GJ] | Unprogrammed Cost [$] | Optimized Energy [J] | Optimized Cost [$] | Building ID | Date | Fuel |  | Unprogrammed Heating Energy [GJ] | Unprogrammed Cost [$] | Optimized Energy [J] | Optimized Cost [$] | Building ID | Date | Fuel |  | Unprogrammed Heating Energy [GJ] | Unprogrammed Cost [$] | Optimized Energy [J] | Optimized Cost [$] | Building ID | Date | Fuel |  | Unprogrammed Heating Energy [GJ] | Unprogrammed Cost [$] | Optimized Energy [J] | Optimized Cost [$] | Building ID | Date | Fuel |  | Unprogrammed Heating Energy [GJ] | Unprogrammed Cost [$] | Optimized Energy [J] | Optimized Cost [$] | Building ID | Date | Fuel |  | Unprogrammed Heating Energy [GJ] | Unprogrammed Cost [$] | Optimized Energy [J] | Optimized Cost [$] | Building ID | Date | Fuel |  | Unprogrammed Heating Energy [GJ] | Unprogrammed Cost [$] | Optimized Energy [J] | Optimized Cost [$] | Building ID | Date | Fuel |  | Unprogrammed Heating Energy [GJ] | Unprogrammed Cost [$] | Optimized Energy [J] | Optimized Cost [$] | Building ID | Date | Fuel |  | Unprogrammed Heating Energy [GJ] | Unprogrammed Cost [$] | Optimized Energy [J] | Optimized Cost [$] | Building ID | Date | Fuel |  | Unprogrammed Heating Energy [GJ] | Unprogrammed Cost [$] | Optimized Energy [J] | Optimized Cost [$] | Building ID | Date | Fuel |  | Unprogrammed Heating Energy [GJ] | Unprogrammed Cost [$] | Optimized Energy [J] | Optimized Cost [$] | Building ID | Date | Fuel |  | Unprogrammed Heating Energy [GJ] | Unprogrammed Cost [$] | Optimized Energy [J] | Optimized Cost [$] | Building ID | Date | Fuel |  | Unprogrammed Heating Energy [GJ] | Unprogrammed Cost [$] | Optimized Energy [J] | Optimized Cost [$] | Building ID | Date | Fuel |  | Unprogrammed Heating Energy [GJ] | Unprogrammed Cost [$] | Optimized Energy [J] | Optimized Cost [$] | Building ID | Date | Fuel |  | Unprogrammed Heating Energy [GJ] | Unprogrammed Cost [$] | Optimized Energy [J] | Optimized Cost [$] | Building ID | Date | Fuel |  | Unprogrammed Heating Energy [GJ] | Unprogrammed Cost [$] | Optimized Energy [J] | Optimized Cost [$] | Building ID | Date | Fuel |  | Unprogrammed Heating Energy [GJ] | Unprogrammed Cost [$] | Optimized Energy [J] | Optimized Cost [$] | Building ID | Date | Fuel |  | Unprogrammed Heating Energy [GJ] | Unprogrammed Cost [$] | Optimized Energy [J] | Optimized Cost [$] | Building ID | Date | Fuel |  | Unprogrammed Heating Energy [GJ] | Unprogrammed Cost [$] | Optimized Energy [J] | Optimized Cost [$] | Building ID | Date | Fuel |  | Unprogrammed Heating Energy [GJ] | Unprogrammed Cost [$] | Optimized Energy [J] | Optimized Cost [$] | Building ID | Date | Fuel |  | Unprogrammed Heating Energy [GJ] | Unprogrammed Cost [$] | Optimized Energy [J] | Optimized Cost [$] | Building ID | Date | Fuel |  | Unprogrammed Heating Energy [GJ] | Unprogrammed Cost [$] | Optimized Energy [J] | Optimized Cost [$] | Building ID | Date | Fuel |  | Unprogrammed Heating Energy [GJ] | Unprogrammed Cost [$] | Optimized Energy [J] | Optimized Cost [$] | Building ID | Date | Fuel |  | Unprogrammed Heating Energy [GJ] | Unprogrammed Cost [$] | Optimized Energy [J] | Optimized Cost [$] | Building ID | Date | Fuel |  | Unprogrammed Heating Energy [GJ] | Unprogrammed Cost [$] | Optimized Energy [J] | Optimized Cost [$] | Building ID | Date | Fuel |  | Unprogrammed Heating Energy [GJ] | Unprogrammed Cost [$] | Optimized Energy [J] | Optimized Cost [$] | Building ID | Date | Fuel |  | Unprogrammed Heating Energy [GJ] | Unprogrammed Cost [$] | Optimized Energy [J] | Optimized Cost [$] | Building ID | Date | Fuel |  | Unprogrammed Heating Energy [GJ] | Unprogrammed Cost [$] | Optimized Energy [J] | Optimized Cost [$] | Building ID | Date | Fuel |  | Unprogrammed Heating Energy [GJ] | Unprogrammed Cost [$] | Optimized Energy [J] | Optimized Cost [$] | Building ID | Date | Fuel |  | Unprogrammed Heating Energy [GJ] | Unprogrammed Cost [$] | Optimized Energy [J] | Optimized Cost [$] | Building ID | Date | Fuel |  | Unprogrammed Heating Energy [GJ] | Unprogrammed Cost [$] | Optimized Energy [J] | Optimized Cost [$] | Building ID | Date | Fuel |  | Unprogrammed Heating Energy [GJ] | Unprogrammed Cost [$] | Optimized Energy [J] | Optimized Cost [$] | Building ID | Date | Fuel |  | Unprogrammed Heating Energy [GJ] | Unprogrammed Cost [$] | Optimized Energy [J] | Optimized Cost [$] | Building ID | Date | Fuel |  | Unprogrammed Heating Energy [GJ] | Unprogrammed Cost [$] | Optimized Energy [J] | Optimized Cost [$] | Building ID | Date | Fuel |  | Unprogrammed Heating Energy [GJ] | Unprogrammed Cost [$] | Optimized Energy [J] | Optimized Cost [$] | Building ID | Date | Fuel |  | Unprogrammed Heating Energy [GJ] | Unprogrammed Cost [$] | Optimized Energy [J] | Optimized Cost [$] | Building ID | Date | Fuel |  | Unprogrammed Heating Energy [GJ] | Unprogrammed Cost [$] | Optimized Energy [J] | Optimized Cost [$] | Building ID | Date | Fuel |  | Unprogrammed Heating Energy [GJ] | Unprogrammed Cost [$] | Optimized Energy [J] | Optimized Cost [$] | Building ID | Date | Fuel |  | Unprogrammed Heating Energy [GJ] | Unprogrammed Cost [$] | Optimized Energy [J] | Optimized Cost [$] | Building ID | Date | Fuel |  | Unprogrammed Heating Energy [GJ] | Unprogrammed Cost [$] | Optimized Energy [J] | Optimized Cost [$] | Building ID | Date | Fuel |  | Unprogrammed Heating Energy [GJ] | Unprogrammed Cost [$] | Optimized Energy [J] | Optimized Cost [$] | Building ID | Date | Fuel |  | Unprogrammed Heating Energy [GJ] | Unprogrammed Cost [$] | Optimized Energy [J] | Optimized Cost [$] | Building ID | Date | Fuel |  | Unprogrammed Heating Energy [GJ] | Unprogrammed Cost [$] | Optimized Energy [J] | Optimized Cost [$] | Building ID | Date | Fuel |  | Unprogrammed Heating Energy [GJ] | Unprogrammed Cost [$] | Optimized Energy [J] | Optimized Cost [$] | Building ID | Date | Fuel |  | Unprogrammed Heating Energy [GJ] | Unprogrammed Cost [$] | Optimized Energy [J] | Optimized Cost [$] | Building ID | Date | Fuel |  | Unprogrammed Heating Energy [GJ] | Unprogrammed Cost [$] | Optimized Energy [J] | Optimized Cost [$] | Building ID | Date | Fuel |  | Unprogrammed Heating Energy [GJ] | Unprogrammed Cost [$] | Optimized Energy [J] | Optimized Cost [$] | Building ID | Date | Fuel |  | Unprogrammed Heating Energy [GJ] | Unprogrammed Cost [$] | Optimized Energy [J] | Optimized Cost [$] | Building ID | Date | Fuel |  | Unprogrammed Heating Energy [GJ] | Unprogrammed Cost [$] | Optimized Energy [J] | Optimized Cost [$] | Building ID | Date | Fuel |  | Unprogrammed Heating Energy [GJ] | Unprogrammed Cost [$] | Optimized Energy [J] | Optimized Cost [$] | Building ID | Date | Fuel |  | Unprogrammed Heating Energy [GJ] | Unprogrammed Cost [$] | Optimized Energy [J] | Optimized Cost [$] | Building ID | Date | Fuel |  | Unprogrammed Heating Energy [GJ] | Unprogrammed Cost [$] | Optimized Energy [J] | Optimized Cost [$] | Building ID | Date | Fuel |  | Unprogrammed Heating Energy [GJ] | Unprogrammed Cost [$] | Optimized Energy [J] | Optimized Cost [$] | Building ID | Date | Fuel |  | Unprogrammed Heating Energy [GJ] | Unprogrammed Cost [$] | Optimized Energy [J] | Optimized Cost [$] | Building ID | Date | Fuel |  | Unprogrammed Heating Energy [GJ] | Unprogrammed Cost [$] | Optimized Energy [J] | Optimized Cost [$] | Building ID | Date | Fuel |  | Unprogrammed Heating Energy [GJ] | Unprogrammed Cost [$] | Optimized Energy [J] | Optimized Cost [$] | Building ID | Date | Fuel |  | Unprogrammed Heating Energy [GJ] | Unprogrammed Cost [$] | Optimized Energy [J] | Optimized Cost [$] | Building ID | Date | Fuel |  | Unprogrammed Heating Energy [GJ] | Unprogrammed Cost [$] | Optimized Energy [J] | Optimized Cost [$] | Building ID | Date | Fuel |  | Unprogrammed Heating Energy [GJ] | Unprogrammed Cost [$] | Optimized Energy [J] | Optimized Cost [$] | Building ID | Date | Fuel |  | Unprogrammed Heating Energy [GJ] | Unprogrammed Cost [$] | Optimized Energy [J] | Optimized Cost [$] | Building ID | Date | Fuel |  | Unprogrammed Heating Energy [GJ] | Unprogrammed Cost [$] | Optimized Energy [J] | Optimized Cost [$] | Building ID | Date | Fuel |  | Unprogrammed Heating Energy [GJ] | Unprogrammed Cost [$] | Optimized Energy [J] | Optimized Cost [$] | Building ID | Date | Fuel |  | Unprogrammed Heating Energy [GJ] | Unprogrammed Cost [$] | Optimized Energy [J] | Optimized Cost [$] | Building ID | Date | Fuel |  | Unprogrammed Heating Energy [GJ] | Unprogrammed Cost [$] | Optimized Energy [J] | Optimized Cost [$] | Building ID | Date | Fuel |  | Unprogrammed Heating Energy [GJ] | Unprogrammed Cost [$] | Optimized Energy [J] | Optimized Cost [$] | Building ID | Date | Fuel |  | Unprogrammed Heating Energy [GJ] | Unprogrammed Cost [$] | Optimized Energy [J] | Optimized Cost [$] | Building ID | Date | Fuel |  | Unprogrammed Heating Energy [GJ] | Unprogrammed Cost [$] | Optimized Energy [J] | Optimized Cost [$] | Building ID | Date | Fuel |  | Unprogrammed Heating Energy [GJ] | Unprogrammed Cost [$] | Optimized Energy [J] | Optimized Cost [$] | Building ID | Date | Fuel |  | Unprogrammed Heating Energy [GJ] | Unprogrammed Cost [$] | Optimized Energy [J] | Optimized Cost [$] | Building ID | Date | Fuel |  | Unprogrammed Heating Energy [GJ] | Unprogrammed Cost [$] | Optimized Energy [J] | Optimized Cost [$] | Building ID | Date | Fuel |  | Unprogrammed Heating Energy [GJ] | Unprogrammed Cost [$] | Optimized Energy [J] | Optimized Cost [$] | Building ID | Date | Fuel |  | Unprogrammed Heating Energy [GJ] | Unprogrammed Cost [$] | Optimized Energy [J] | Optimized Cost [$] | Building ID | Date | Fuel |  | Unprogrammed Heating Energy [GJ] | Unprogrammed Cost [$] | Optimized Energy [J] | Optimized Cost [$] | Building ID | Date | Fuel |  | Unprogrammed Heating Energy [GJ] | Unprogrammed Cost [$] | Optimized Energy [J] | Optimized Cost [$] | Building ID | Date | Fuel |  | Unprogrammed Heating Energy [GJ] | Unprogrammed Cost [$] | Optimized Energy [J] | Optimized Cost [$] | Building ID | Date | Fuel |  | Unprogrammed Heating Energy [GJ] | Unprogrammed Cost [$] | Optimized Energy [J] | Optimized Cost [$] | Building ID | Date | Fuel |  | Unprogrammed Heating Energy [GJ] | Unprogrammed Cost [$] | Optimized Energy [J] | Optimized Cost [$] | Building ID | Date | Fuel |  | Unprogrammed Heating Energy [GJ] | Unprogrammed Cost [$] | Optimized Energy [J] | Optimized Cost [$] | Building ID | Date | Fuel |  | Unprogrammed Heating Energy [GJ] | Unprogrammed Cost [$] | Optimized Energy [J] | Optimized Cost [$] | Building ID | Date | Fuel |  | Unprogrammed Heating Energy [GJ] | Unprogrammed Cost [$] | Optimized Energy [J] | Optimized Cost [$] | Building ID | Date | Fuel |  | Unprogrammed Heating Energy [GJ] | Unprogrammed Cost [$] | Optimized Energy [J] | Optimized Cost [$] | Building ID | Date | Fuel |  | Unprogrammed Heating Energy [GJ] | Unprogrammed Cost [$] | Optimized Energy [J] | Optimized Cost [$] | Building ID | Date | Fuel |  | Unprogrammed Heating Energy [GJ] | Unprogrammed Cost [$] | Optimized Energy [J] | Optimized Cost [$] | Building ID | Date | Fuel |  | Unprogrammed Heating Energy [GJ] | Unprogrammed Cost [$] | Optimized Energy [J] | Optimized Cost [$] | Building ID | Date | Fuel |  | Unprogrammed Heating Energy [GJ] | Unprogrammed Cost [$] | Optimized Energy [J] | Optimized Cost [$] | Building ID | Date | Fuel |  | Unprogrammed Heating Energy [GJ] | Unprogrammed Cost [$] | Optimized Energy [J] | Optimized Cost [$] | Building ID | Date | Fuel |  | Unprogrammed Heating Energy [GJ] | Unprogrammed Cost [$] | Optimized Energy [J] | Optimized Cost [$] | Building ID | Date | Fuel |  | Unprogrammed Heating Energy [GJ] | Unprogrammed Cost [$] | Optimized Energy [J] | Optimized Cost [$] | Building ID | Date | Fuel |  | Unprogrammed Heating Energy [GJ] | Unprogrammed Cost [$] | Optimized Energy [J] | Optimized Cost [$] | Building ID | Date | Fuel |  | Unprogrammed Heating Energy [GJ] | Unprogrammed Cost [$] | Optimized Energy [J] | Optimized Cost [$] | Building ID | Date | Fuel |  | Unprogrammed Heating Energy [GJ] | Unprogrammed Cost [$] | Optimized Energy [J] | Optimized Cost [$] | Building ID | Date | Fuel |  | Unprogrammed Heating Energy [GJ] | Unprogrammed Cost [$] | Optimized Energy [J] | Optimized Cost [$] | Building ID | Date | Fuel |  | Unprogrammed Heating Energy [GJ] | Unprogrammed Cost [$] | Optimized Energy [J] | Optimized Cost [$] | Building ID | Date | Fuel |  | Unprogrammed Heating Energy [GJ] | Unprogrammed Cost [$] | Optimized Energy [J] | Optimized Cost [$] | Building ID | Date | Fuel |  | Unprogrammed Heating Energy [GJ] | Unprogrammed Cost [$] | Optimized Energy [J] | Optimized Cost [$] | Building ID | Date | Fuel |  | Unprogrammed Heating Energy [GJ] | Unprogrammed Cost [$] | Optimized Energy [J] | Optimized Cost [$] | Building ID | Date | Fuel |  | Unprogrammed Heating Energy [GJ] | Unprogrammed Cost [$] | Optimized Energy [J] | Optimized Cost [$] | Building ID | Date | Fuel |  | Unprogrammed Heating Energy [GJ] | Unprogrammed Cost [$] | Optimized Energy [J] | Optimized Cost [$] | Building ID | Date | Fuel |  | Unprogrammed Heating Energy [GJ] | Unprogrammed Cost [$] | Optimized Energy [J] | Optimized Cost [$] | Building ID | Date | Fuel |  | Unprogrammed Heating Energy [GJ] | Unprogrammed Cost [$] | Optimized Energy [J] | Optimized Cost [$] | Building ID | Date | Fuel |  | Unprogrammed Heating Energy [GJ] | Unprogrammed Cost [$] | Optimized Energy [J] | Optimized Cost [$] | Building ID | Date | Fuel |  | Unprogrammed Heating Energy [GJ] | Unprogrammed Cost [$] | Optimized Energy [J] | Optimized Cost [$] | Building ID | Date | Fuel |  | Unprogrammed Heating Energy [GJ] | Unprogrammed Cost [$] | Optimized Energy [J] | Optimized Cost [$] | Building ID | Date | Fuel |  | Unprogrammed Heating Energy [GJ] | Unprogrammed Cost [$] | Optimized Energy [J] | Optimized Cost [$] | Building ID | Date | Fuel |  | Unprogrammed Heating Energy [GJ] | Unprogrammed Cost [$] | Optimized Energy [J] | Optimized Cost [$] | Building ID | Date | Fuel |  | Unprogrammed Heating Energy [GJ] | Unprogrammed Cost [$] | Optimized Energy [J] | Optimized Cost [$] | Building ID | Date | Fuel |  | Unprogrammed Heating Energy [GJ] | Unprogrammed Cost [$] | Optimized Energy [J] | Optimized Cost [$] | Building ID | Date | Fuel |  | Unprogrammed Heating Energy [GJ] | Unprogrammed Cost [$] | Optimized Energy [J] | Optimized Cost [$] | Building ID | Date | Fuel |  | Unprogrammed Heating Energy [GJ] | Unprogrammed Cost [$] | Optimized Energy [J] | Optimized Cost [$] | Building ID | Date | Fuel |  | Unprogrammed Heating Energy [GJ] | Unprogrammed Cost [$] | Optimized Energy [J] | Optimized Cost [$] | Building ID | Date | Fuel |  | Unprogrammed Heating Energy [GJ] | Unprogrammed Cost [$] | Optimized Energy [J] | Optimized Cost [$] | Building ID | Date | Fuel |  | Unprogrammed Heating Energy [GJ] | Unprogrammed Cost [$] | Optimized Energy [J] | Optimized Cost [$] | Building ID | Date | Fuel |  | Unprogrammed Heating Energy [GJ] | Unprogrammed Cost [$] | Optimized Energy [J] | Optimized Cost [$] | Building ID | Date | Fuel |  | Unprogrammed Heating Energy [GJ] | Unprogrammed Cost [$] | Optimized Energy [J] | Optimized Cost [$] | Building ID | Date | Fuel |  | Unprogrammed Heating Energy [GJ] | Unprogrammed Cost [$] | Optimized Energy [J] | Optimized Cost [$] | Building ID | Date | Fuel |  | Unprogrammed Heating Energy [GJ] | Unprogrammed Cost [$] | Optimized Energy [J] | Optimized Cost [$] | Building ID | Date | Fuel |  | Unprogrammed Heating Energy [GJ] | Unprogrammed Cost [$] | Optimized Energy [J] | Optimized Cost [$] | Building ID | Date | Fuel |  | Unprogrammed Heating Energy [GJ] | Unprogrammed Cost [$] | Optimized Energy [J] | Optimized Cost [$] | Building ID | Date | Fuel |  | Unprogrammed Heating Energy [GJ] | Unprogrammed Cost [$] | Optimized Energy [J] | Optimized Cost [$] | Building ID | Date | Fuel |  | Unprogrammed Heating Energy [GJ] | Unprogrammed Cost [$] | Optimized Energy [J] | Optimized Cost [$] | Building ID | Date | Fuel |  | Unprogrammed Heating Energy [GJ] | Unprogrammed Cost [$] | Optimized Energy [J] | Optimized Cost [$] | Building ID | Date | Fuel |  | Unprogrammed Heating Energy [GJ] | Unprogrammed Cost [$] | Optimized Energy [J] | Optimized Cost [$] | Building ID | Date | Fuel |  | Unprogrammed Heating Energy [GJ] | Unprogrammed Cost [$] | Optimized Energy [J] | Optimized Cost [$] | Building ID | Date | Fuel |  | Unprogrammed Heating Energy [GJ] | Unprogrammed Cost [$] | Optimized Energy [J] | Optimized Cost [$] | Building ID | Date | Fuel |  | Unprogrammed Heating Energy [GJ] | Unprogrammed Cost [$] | Optimized Energy [J] | Optimized Cost [$] | Building ID | Date | Fuel |  | Unprogrammed Heating Energy [GJ] | Unprogrammed Cost [$] | Optimized Energy [J] | Optimized Cost [$] | Building ID | Date | Fuel |  | Unprogrammed Heating Energy [GJ] | Unprogrammed Cost [$] | Optimized Energy [J] | Optimized Cost [$] | Building ID | Date | Fuel |  | Unprogrammed Heating Energy [GJ] | Unprogrammed Cost [$] | Optimized Energy [J] | Optimized Cost [$] | Building ID | Date | Fuel |  | Unprogrammed Heating Energy [GJ] | Unprogrammed Cost [$] | Optimized Energy [J] | Optimized Cost [$] | Building ID | Date | Fuel |  | Unprogrammed Heating Energy [GJ] | Unprogrammed Cost [$] | Optimized Energy [J] | Optimized Cost [$] | Building ID | Date | Fuel |  | Unprogrammed Heating Energy [GJ] | Unprogrammed Cost [$] | Optimized Energy [J] | Optimized Cost [$] | Building ID | Date | Fuel |  | Unprogrammed Heating Energy [GJ] | Unprogrammed Cost [$] | Optimized Energy [J] | Optimized Cost [$] | Building ID | Date | Fuel |  | Unprogrammed Heating Energy [GJ] | Unprogrammed Cost [$] | Optimized Energy [J] | Optimized Cost [$] | Building ID | Date | Fuel |  | Unprogrammed Heating Energy [GJ] | Unprogrammed Cost [$] | Optimized Energy [J] | Optimized Cost [$] | Building ID | Date | Fuel |  | Unprogrammed Heating Energy [GJ] | Unprogrammed Cost [$] | Optimized Energy [J] | Optimized Cost [$] | Building ID | Date | Fuel |  | Unprogrammed Heating Energy [GJ] | Unprogrammed Cost [$] | Optimized Energy [J] | Optimized Cost [$] | Building ID | Date | Fuel |  | Unprogrammed Heating Energy [GJ] | Unprogrammed Cost [$] | Optimized Energy [J] | Optimized Cost [$] | Building ID | Date | Fuel |  | Unprogrammed Heating Energy [GJ] | Unprogrammed Cost [$] | Optimized Energy [J] | Optimized Cost [$] | Building ID | Date | Fuel |  | Unprogrammed Heating Energy [GJ] | Unprogrammed Cost [$] | Optimized Energy [J] | Optimized Cost [$] | Building ID | Date | Fuel |  | Unprogrammed Heating Energy [GJ] | Unprogrammed Cost [$] | Optimized Energy [J] | Optimized Cost [$] | Building ID | Date | Fuel |  | Unprogrammed Heating Energy [GJ] | Unprogrammed Cost [$] | Optimized Energy [J] | Optimized Cost [$] | Building ID | Date | Fuel |  | Unprogrammed Heating Energy [GJ] | Unprogrammed Cost [$] | Optimized Energy [J] | Optimized Cost [$] | Building ID | Date | Fuel |  | Unprogrammed Heating Energy [GJ] | Unprogrammed Cost [$] | Optimized Energy [J] | Optimized Cost [$] | Building ID | Date | Fuel |  | Unprogrammed Heating Energy [GJ] | Unprogrammed Cost [$] | Optimized Energy [J] | Optimized Cost [$] | Building ID | Date | Fuel |  | Unprogrammed Heating Energy [GJ] | Unprogrammed Cost [$] | Optimized Energy [J] | Optimized Cost [$] | Building ID | Date | Fuel |  | Unprogrammed Heating Energy [GJ] | Unprogrammed Cost [$] | Optimized Energy [J] | Optimized Cost [$] | Building ID | Date | Fuel |  | Unprogrammed Heating Energy [GJ] | Unprogrammed Cost [$] | Optimized Energy [J] | Optimized Cost [$] | Building ID | Date | Fuel |  | Unprogrammed Heating Energy [GJ] | Unprogrammed Cost [$] | Optimized Energy [J] | Optimized Cost [$] | Building ID | Date | Fuel |  | Unprogrammed Heating Energy [GJ] | Unprogrammed Cost [$] | Optimized Energy [J] | Optimized Cost [$] | Building ID | Date | Fuel |  | Unprogrammed Heating Energy [GJ] | Unprogrammed Cost [$] | Optimized Energy [J] | Optimized Cost [$] | Building ID | Date | Fuel |  | Unprogrammed Heating Energy [GJ] | Unprogrammed Cost [$] | Optimized Energy [J] | Optimized Cost [$] | Building ID | Date | Fuel |  | Unprogrammed Heating Energy [GJ] | Unprogrammed Cost [$] | Optimized Energy [J] | Optimized Cost [$] | Building ID | Date | Fuel |  | Unprogrammed Heating Energy [GJ] | Unprogrammed Cost [$] | Optimized Energy [J] | Optimized Cost [$] | Building ID | Date | Fuel |  | Unprogrammed Heating Energy [GJ] | Unprogrammed Cost [$] | Optimized Energy [J] | Optimized Cost [$] | Building ID | Date | Fuel |  | Unprogrammed Heating Energy [GJ] | Unprogrammed Cost [$] | Optimized Energy [J] | Optimized Cost [$] | Building ID | Date | Fuel |  | Unprogrammed Heating Energy [GJ] | Unprogrammed Cost [$] | Optimized Energy [J] | Optimized Cost [$] | Building ID | Date | Fuel |  | Unprogrammed Heating Energy [GJ] | Unprogrammed Cost [$] | Optimized Energy [J] | Optimized Cost [$] | Building ID | Date | Fuel |  | Unprogrammed Heating Energy [GJ] | Unprogrammed Cost [$] | Optimized Energy [J] | Optimized Cost [$] | Building ID | Date | Fuel |  | Unprogrammed Heating Energy [GJ] | Unprogrammed Cost [$] | Optimized Energy [J] | Optimized Cost [$] | Building ID | Date | Fuel |  | Unprogrammed Heating Energy [GJ] | Unprogrammed Cost [$] | Optimized Energy [J] | Optimized Cost [$] | Building ID | Date | Fuel |  | Unprogrammed Heating Energy [GJ] | Unprogrammed Cost [$] | Optimized Energy [J] | Optimized Cost [$] | Building ID | Date | Fuel |  | Unprogrammed Heating Energy [GJ] | Unprogrammed Cost [$] | Optimized Energy [J] | Optimized Cost [$] | Building ID | Date | Fuel |  | Unprogrammed Heating Energy [GJ] | Unprogrammed Cost [$] | Optimized Energy [J] | Optimized Cost [$] | Building ID | Date | Fuel |  | Unprogrammed Heating Energy [GJ] | Unprogrammed Cost [$] | Optimized Energy [J] | Optimized Cost [$] | Building ID | Date | Fuel |  | Unprogrammed Heating Energy [GJ] | Unprogrammed Cost [$] | Optimized Energy [J] | Optimized Cost [$] | Building ID | Date | Fuel |  | Unprogrammed Heating Energy [GJ] | Unprogrammed Cost [$] | Optimized Energy [J] | Optimized Cost [$] | Building ID | Date | Fuel |  | Unprogrammed Heating Energy [GJ] | Unprogrammed Cost [$] | Optimized Energy [J] | Optimized Cost [$] | Building ID | Date | Fuel |  | Unprogrammed Heating Energy [GJ] | Unprogrammed Cost [$] | Optimized Energy [J] | Optimized Cost [$] | Building ID | Date | Fuel |  | Unprogrammed Heating Energy [GJ] | Unprogrammed Cost [$] | Optimized Energy [J] | Optimized Cost [$] | Building ID | Date | Fuel |  | Unprogrammed Heating Energy [GJ] | Unprogrammed Cost [$] | Optimized Energy [J] | Optimized Cost [$] | Building ID | Date | Fuel |  | Unprogrammed Heating Energy [GJ] | Unprogrammed Cost [$] | Optimized Energy [J] | Optimized Cost [$] | Building ID | Date | Fuel |  | Unprogrammed Heating Energy [GJ] | Unprogrammed Cost [$] | Optimized Energy [J] | Optimized Cost [$] | Building ID | Date | Fuel |  | Unprogrammed Heating Energy [GJ] | Unprogrammed Cost [$] | Optimized Energy [J] | Optimized Cost [$] | Building ID | Date | Fuel |  | Unprogrammed Heating Energy [GJ] | Unprogrammed Cost [$] | Optimized Energy [J] | Optimized Cost [$] | Building ID | Date | Fuel |  | Unprogrammed Heating Energy [GJ] | Unprogrammed Cost [$] | Optimized Energy [J] | Optimized Cost [$] | Building ID | Date | Fuel |  | Unprogrammed Heating Energy [GJ] | Unprogrammed Cost [$] | Optimized Energy [J] | Optimized Cost [$] | Building ID | Date | Fuel |  | Unprogrammed Heating Energy [GJ] | Unprogrammed Cost [$] | Optimized Energy [J] | Optimized Cost [$] | Building ID | Date | Fuel |  | Unprogrammed Heating Energy [GJ] | Unprogrammed Cost [$] | Optimized Energy [J] | Optimized Cost [$] | Building ID | Date | Fuel |  | Unprogrammed Heating Energy [GJ] | Unprogrammed Cost [$] | Optimized Energy [J] | Optimized Cost [$] | Building ID | Date | Fuel |  | Unprogrammed Heating Energy [GJ] | Unprogrammed Cost [$] | Optimized Energy [J] | Optimized Cost [$] | Building ID | Date | Fuel |  | Unprogrammed Heating Energy [GJ] | Unprogrammed Cost [$] | Optimized Energy [J] | Optimized Cost [$] | Building ID | Date | Fuel |  | Unprogrammed Heating Energy [GJ] | Unprogrammed Cost [$] | Optimized Energy [J] | Optimized Cost [$] | Building ID | Date | Fuel |  | Unprogrammed Heating Energy [GJ] | Unprogrammed Cost [$] | Optimized Energy [J] | Optimized Cost [$] | Building ID | Date | Fuel |  | Unprogrammed Heating Energy [GJ] | Unprogrammed Cost [$] | Optimized Energy [J] | Optimized Cost [$] | Building ID | Date | Fuel |  | Unprogrammed Heating Energy [GJ] | Unprogrammed Cost [$] | Optimized Energy [J] | Optimized Cost [$] | Building ID | Date | Fuel |  | Unprogrammed Heating Energy [GJ] | Unprogrammed Cost [$] | Optimized Energy [J] | Optimized Cost [$] | Building ID | Date | Fuel |  | Unprogrammed Heating Energy [GJ] | Unprogrammed Cost [$] | Optimized Energy [J] | Optimized Cost [$] | Building ID | Date | Fuel |  | Unprogrammed Heating Energy [GJ] | Unprogrammed Cost [$] | Optimized Energy [J] | Optimized Cost [$] | Building ID | Date | Fuel |  | Unprogrammed Heating Energy [GJ] | Unprogrammed Cost [$] | Optimized Energy [J] | Optimized Cost [$] | Building ID | Date | Fuel |  | Unprogrammed Heating Energy [GJ] | Unprogrammed Cost [$] | Optimized Energy [J] | Optimized Cost [$] | Building ID | Date | Fuel |  | Unprogrammed Heating Energy [GJ] | Unprogrammed Cost [$] | Optimized Energy [J] | Optimized Cost [$] | Building ID | Date | Fuel |  | Unprogrammed Heating Energy [GJ] | Unprogrammed Cost [$] | Optimized Energy [J] | Optimized Cost [$] | Building ID | Date | Fuel |  | Unprogrammed Heating Energy [GJ] | Unprogrammed Cost [$] | Optimized Energy [J] | Optimized Cost [$] | Building ID | Date | Fuel |  | Unprogrammed Heating Energy [GJ] | Unprogrammed Cost [$] | Optimized Energy [J] | Optimized Cost [$] | Building ID | Date | Fuel |  | Unprogrammed Heating Energy [GJ] | Unprogrammed Cost [$] | Optimized Energy [J] | Optimized Cost [$] | Building ID | Date | Fuel |  | Unprogrammed Heating Energy [GJ] | Unprogrammed Cost [$] | Optimized Energy [J] | Optimized Cost [$] | Building ID | Date | Fuel |  | Unprogrammed Heating Energy [GJ] | Unprogrammed Cost [$] | Optimized Energy [J] | Optimized Cost [$] | Building ID | Date | Fuel |  | Unprogrammed Heating Energy [GJ] | Unprogrammed Cost [$] | Optimized Energy [J] | Optimized Cost [$] | Building ID | Date | Fuel |  | Unprogrammed Heating Energy [GJ] | Unprogrammed Cost [$] | Optimized Energy [J] | Optimized Cost [$] | Building ID | Date | Fuel |  | Unprogrammed Heating Energy [GJ] | Unprogrammed Cost [$] | Optimized Energy [J] | Optimized Cost [$] | Building ID | Date | Fuel |  | Unprogrammed Heating Energy [GJ] | Unprogrammed Cost [$] | Optimized Energy [J] | Optimized Cost [$] | Building ID | Date | Fuel |  | Unprogrammed Heating Energy [GJ] | Unprogrammed Cost [$] | Optimized Energy [J] | Optimized Cost [$] | Building ID | Date | Fuel |  | Unprogrammed Heating Energy [GJ] | Unprogrammed Cost [$] | Optimized Energy [J] | Optimized Cost [$] | Building ID | Date | Fuel |  | Unprogrammed Heating Energy [GJ] | Unprogrammed Cost [$] | Optimized Energy [J] | Optimized Cost [$] | Building ID | Date | Fuel |  | Unprogrammed Heating Energy [GJ] | Unprogrammed Cost [$] | Optimized Energy [J] | Optimized Cost [$] | Building ID | Date | Fuel |  | Unprogrammed Heating Energy [GJ] | Unprogrammed Cost [$] | Optimized Energy [J] | Optimized Cost [$] | Building ID | Date | Fuel |  | Unprogrammed Heating Energy [GJ] | Unprogrammed Cost [$] | Optimized Energy [J] | Optimized Cost [$] | Building ID | Date | Fuel |  | Unprogrammed Heating Energy [GJ] | Unprogrammed Cost [$] | Optimized Energy [J] | Optimized Cost [$] | Building ID | Date | Fuel |  | Unprogrammed Heating Energy [GJ] | Unprogrammed Cost [$] | Optimized Energy [J] | Optimized Cost [$] | Building ID | Date | Fuel |  | Unprogrammed Heating Energy [GJ] | Unprogrammed Cost [$] | Optimized Energy [J] | Optimized Cost [$] | Building ID | Date | Fuel |  | Unprogrammed Heating Energy [GJ] | Unprogrammed Cost [$] | Optimized Energy [J] | Optimized Cost [$] | Building ID | Date | Fuel |  | Unprogrammed Heating Energy [GJ] | Unprogrammed Cost [$] | Optimized Energy [J] | Optimized Cost [$] | Building ID | Date | Fuel |  | Unprogrammed Heating Energy [GJ] | Unprogrammed Cost [$] | Optimized Energy [J] | Optimized Cost [$] | Building ID | Date | Fuel |  | Unprogrammed Heating Energy [GJ] | Unprogrammed Cost [$] | Optimized Energy [J] | Optimized Cost [$] | Building ID | Date | Fuel |  | Unprogrammed Heating Energy [GJ] | Unprogrammed Cost [$] | Optimized Energy [J] | Optimized Cost [$] | Building ID | Date | Fuel |  | Unprogrammed Heating Energy [GJ] | Unprogrammed Cost [$] | Optimized Energy [J] | Optimized Cost [$] | Building ID | Date | Fuel |  | Unprogrammed Heating Energy [GJ] | Unprogrammed Cost [$] | Optimized Energy [J] | Optimized Cost [$] | Building ID | Date | Fuel |  | Unprogrammed Heating Energy [GJ] | Unprogrammed Cost [$] | Optimized Energy [J] | Optimized Cost [$] | Building ID | Date | Fuel |  | Unprogrammed Heating Energy [GJ] | Unprogrammed Cost [$] | Optimized Energy [J] | Optimized Cost [$] | Building ID | Date | Fuel |  | Unprogrammed Heating Energy [GJ] | Unprogrammed Cost [$] | Optimized Energy [J] | Optimized Cost [$] | Building ID | Date | Fuel |  | Unprogrammed Heating Energy [GJ] | Unprogrammed Cost [$] | Optimized Energy [J] | Optimized Cost [$] | Building ID | Date | Fuel |  | Unprogrammed Heating Energy [GJ] | Unprogrammed Cost [$] | Optimized Energy [J] | Optimized Cost [$] | Building ID | Date | Fuel |  | Unprogrammed Heating Energy [GJ] | Unprogrammed Cost [$] | Optimized Energy [J] | Optimized Cost [$] | Building ID | Date | Fuel |  | Unprogrammed Heating Energy [GJ] | Unprogrammed Cost [$] | Optimized Energy [J] | Optimized Cost [$] | Building ID | Date | Fuel |  | Unprogrammed Heating Energy [GJ] | Unprogrammed Cost [$] | Optimized Energy [J] | Optimized Cost [$] | Building ID | Date | Fuel |  | Unprogrammed Heating Energy [GJ] | Unprogrammed Cost [$] | Optimized Energy [J] | Optimized Cost [$] | Building ID | Date | Fuel |  | Unprogrammed Heating Energy [GJ] | Unprogrammed Cost [$] | Optimized Energy [J] | Optimized Cost [$] | Building ID | Date | Fuel |  | Unprogrammed Heating Energy [GJ] | Unprogrammed Cost [$] | Optimized Energy [J] | Optimized Cost [$] | Building ID | Date | Fuel |  | Unprogrammed Heating Energy [GJ] | Unprogrammed Cost [$] | Optimized Energy [J] | Optimized Cost [$] | Building ID | Date | Fuel |  | Unprogrammed Heating Energy [GJ] | Unprogrammed Cost [$] | Optimized Energy [J] | Optimized Cost [$] | Building ID | Date | Fuel |  | Unprogrammed Heating Energy [GJ] | Unprogrammed Cost [$] | Optimized Energy [J] | Optimized Cost [$] | Building ID | Date | Fuel |  | Unprogrammed Heating Energy [GJ] | Unprogrammed Cost [$] | Optimized Energy [J] | Optimized Cost [$] | Building ID | Date | Fuel |  | Unprogrammed Heating Energy [GJ] | Unprogrammed Cost [$] | Optimized Energy [J] | Optimized Cost [$] | Building ID | Date | Fuel |  | Unprogrammed Heating Energy [GJ] | Unprogrammed Cost [$] | Optimized Energy [J] | Optimized Cost [$] | Building ID | Date | Fuel |  | Unprogrammed Heating Energy [GJ] | Unprogrammed Cost [$] | Optimized Energy [J] | Optimized Cost [$] | Building ID | Date | Fuel |  | Unprogrammed Heating Energy [GJ] | Unprogrammed Cost [$] | Optimized Energy [J] | Optimized Cost [$] | Building ID | Date | Fuel |  | Unprogrammed Heating Energy [GJ] | Unprogrammed Cost [$] | Optimized Energy [J] | Optimized Cost [$] | Building ID | Date | Fuel |  | Unprogrammed Heating Energy [GJ] | Unprogrammed Cost [$] | Optimized Energy [J] | Optimized Cost [$] | Building ID | Date | Fuel |  | Unprogrammed Heating Energy [GJ] | Unprogrammed Cost [$] | Optimized Energy [J] | Optimized Cost [$] | Building ID | Date | Fuel |  | Unprogrammed Heating Energy [GJ] | Unprogrammed Cost [$] | Optimized Energy [J] | Optimized Cost [$] | Building ID | Date | Fuel |  | Unprogrammed Heating Energy [GJ] | Unprogrammed Cost [$] | Optimized Energy [J] | Optimized Cost [$] | Building ID | Date | Fuel |  | Unprogrammed Heating Energy [GJ] | Unprogrammed Cost [$] | Optimized Energy [J] | Optimized Cost [$] | Building ID | Date | Fuel |  | Unprogrammed Heating Energy [GJ] | Unprogrammed Cost [$] | Optimized Energy [J] | Optimized Cost [$] | Building ID | Date | Fuel |  | Unprogrammed Heating Energy [GJ] | Unprogrammed Cost [$] | Optimized Energy [J] | Optimized Cost [$] | Building ID | Date | Fuel |  | Unprogrammed Heating Energy [GJ] | Unprogrammed Cost [$] | Optimized Energy [J] | Optimized Cost [$] | Building ID | Date | Fuel |  | Unprogrammed Heating Energy [GJ] | Unprogrammed Cost [$] | Optimized Energy [J] | Optimized Cost [$] | Building ID | Date | Fuel |  | Unprogrammed Heating Energy [GJ] | Unprogrammed Cost [$] | Optimized Energy [J] | Optimized Cost [$] | Building ID | Date | Fuel |  | Unprogrammed Heating Energy [GJ] | Unprogrammed Cost [$] | Optimized Energy [J] | Optimized Cost [$] | Building ID | Date | Fuel |  | Unprogrammed Heating Energy [GJ] | Unprogrammed Cost [$] | Optimized Energy [J] | Optimized Cost [$] | Building ID | Date | Fuel |  | Unprogrammed Heating Energy [GJ] | Unprogrammed Cost [$] | Optimized Energy [J] | Optimized Cost [$] | Building ID | Date | Fuel |  | Unprogrammed Heating Energy [GJ] | Unprogrammed Cost [$] | Optimized Energy [J] | Optimized Cost [$] | Building ID | Date | Fuel |  | Unprogrammed Heating Energy [GJ] | Unprogrammed Cost [$] | Optimized Energy [J] | Optimized Cost [$] | Building ID | Date | Fuel |  | Unprogrammed Heating Energy [GJ] | Unprogrammed Cost [$] | Optimized Energy [J] | Optimized Cost [$] | Building ID | Date | Fuel |  | Unprogrammed Heating Energy [GJ] | Unprogrammed Cost [$] | Optimized Energy [J] | Optimized Cost [$] | Building ID | Date | Fuel |  | Unprogrammed Heating Energy [GJ] | Unprogrammed Cost [$] | Optimized Energy [J] | Optimized Cost [$] | Building ID | Date | Fuel |  | Unprogrammed Heating Energy [GJ] | Unprogrammed Cost [$] | Optimized Energy [J] | Optimized Cost [$] | Building ID | Date | Fuel |  | Unprogrammed Heating Energy [GJ] | Unprogrammed Cost [$] | Optimized Energy [J] | Optimized Cost [$] | Building ID | Date | Fuel |  | Unprogrammed Heating Energy [GJ] | Unprogrammed Cost [$] | Optimized Energy [J] | Optimized Cost [$] | Building ID | Date | Fuel |  | Unprogrammed Heating Energy [GJ] | Unprogrammed Cost [$] | Optimized Energy [J] | Optimized Cost [$] | Building ID | Date | Fuel |  | Unprogrammed Heating Energy [GJ] | Unprogrammed Cost [$] | Optimized Energy [J] | Optimized Cost [$] | Building ID | Date | Fuel |  | Unprogrammed Heating Energy [GJ] | Unprogrammed Cost [$] | Optimized Energy [J] | Optimized Cost [$] | Building ID | Date | Fuel |  | Unprogrammed Heating Energy [GJ] | Unprogrammed Cost [$] | Optimized Energy [J] | Optimized Cost [$] | Building ID | Date | Fuel |  | Unprogrammed Heating Energy [GJ] | Unprogrammed Cost [$] | Optimized Energy [J] | Optimized Cost [$] | Building ID | Date | Fuel |  | Unprogrammed Heating Energy [GJ] | Unprogrammed Cost [$] | Optimized Energy [J] | Optimized Cost [$] | Building ID | Date | Fuel |  | Unprogrammed Heating Energy [GJ] | Unprogrammed Cost [$] | Optimized Energy [J] | Optimized Cost [$] | Building ID | Date | Fuel |  | Unprogrammed Heating Energy [GJ] | Unprogrammed Cost [$] | Optimized Energy [J] | Optimized Cost [$] | Building ID | Date | Fuel |  | Unprogrammed Heating Energy [GJ] | Unprogrammed Cost [$] | Optimized Energy [J] | Optimized Cost [$] | Building ID | Date | Fuel |  | Unprogrammed Heating Energy [GJ] | Unprogrammed Cost [$] | Optimized Energy [J] | Optimized Cost [$] | Building ID | Date | Fuel |  | Unprogrammed Heating Energy [GJ] | Unprogrammed Cost [$] | Optimized Energy [J] | Optimized Cost [$] | Building ID | Date | Fuel |  | Unprogrammed Heating Energy [GJ] | Unprogrammed Cost [$] | Optimized Energy [J] | Optimized Cost [$] | Building ID | Date | Fuel |  | Unprogrammed Heating Energy [GJ] | Unprogrammed Cost [$] | Optimized Energy [J] | Optimized Cost [$] | Building ID | Date | Fuel |  | Unprogrammed Heating Energy [GJ] | Unprogrammed Cost [$] | Optimized Energy [J] | Optimized Cost [$] | Building ID | Date | Fuel |  | Unprogrammed Heating Energy [GJ] | Unprogrammed Cost [$] | Optimized Energy [J] | Optimized Cost [$] | Building ID | Date | Fuel |  | Unprogrammed Heating Energy [GJ] | Unprogrammed Cost [$] | Optimized Energy [J] | Optimized Cost [$] | Building ID | Date | Fuel |  | Unprogrammed Heating Energy [GJ] | Unprogrammed Cost [$] | Optimized Energy [J] | Optimized Cost [$] | Building ID | Date | Fuel |  | Unprogrammed Heating Energy [GJ] | Unprogrammed Cost [$] | Optimized Energy [J] | Optimized Cost [$] | Building ID | Date | Fuel |  | Unprogrammed Heating Energy [GJ] | Unprogrammed Cost [$] | Optimized Energy [J] | Optimized Cost [$] | Building ID | Date | Fuel |  | Unprogrammed Heating Energy [GJ] | Unprogrammed Cost [$] | Optimized Energy [J] | Optimized Cost [$] | Building ID | Date | Fuel |  | Unprogrammed Heating Energy [GJ] | Unprogrammed Cost [$] | Optimized Energy [J] | Optimized Cost [$] | Building ID | Date | Fuel |  | Unprogrammed Heating Energy [GJ] | Unprogrammed Cost [$] | Optimized Energy [J] | Optimized Cost [$] | Building ID | Date | Fuel |  | Unprogrammed Heating Energy [GJ] | Unprogrammed Cost [$] | Optimized Energy [J] | Optimized Cost [$] | Building ID | Date | Fuel |  | Unprogrammed Heating Energy [GJ] | Unprogrammed Cost [$] | Optimized Energy [J] | Optimized Cost [$] | Building ID | Date | Fuel |  | Unprogrammed Heating Energy [GJ] | Unprogrammed Cost [$] | Optimized Energy [J] | Optimized Cost [$] | Building ID | Date | Fuel |  | Unprogrammed Heating Energy [GJ] | Unprogrammed Cost [$] | Optimized Energy [J] | Optimized Cost [$] | Building ID | Date | Fuel |  | Unprogrammed Heating Energy [GJ] | Unprogrammed Cost [$] | Optimized Energy [J] | Optimized Cost [$] | Building ID | Date | Fuel |  | Unprogrammed Heating Energy [GJ] | Unprogrammed Cost [$] | Optimized Energy [J] | Optimized Cost [$] | Building ID | Date | Fuel |  | Unprogrammed Heating Energy [GJ] | Unprogrammed Cost [$] | Optimized Energy [J] | Optimized Cost [$] | Building ID | Date | Fuel |  | Unprogrammed Heating Energy [GJ] | Unprogrammed Cost [$] | Optimized Energy [J] | Optimized Cost [$] | Building ID | Date | Fuel |  | Unprogrammed Heating Energy [GJ] | Unprogrammed Cost [$] | Optimized Energy [J] | Optimized Cost [$] | Building ID | Date | Fuel |  | Unprogrammed Heating Energy [GJ] | Unprogrammed Cost [$] | Optimized Energy [J] | Optimized Cost [$] | Building ID | Date | Fuel |  | Unprogrammed Heating Energy [GJ] | Unprogrammed Cost [$] | Optimized Energy [J] | Optimized Cost [$] | Building ID | Date | Fuel |  | Unprogrammed Heating Energy [GJ] | Unprogrammed Cost [$] | Optimized Energy [J] | Optimized Cost [$] | Building ID | Date | Fuel |  | Unprogrammed Heating Energy [GJ] | Unprogrammed Cost [$] | Optimized Energy [J] | Optimized Cost [$] | Building ID | Date | Fuel |  | Unprogrammed Heating Energy [GJ] | Unprogrammed Cost [$] | Optimized Energy [J] | Optimized Cost [$] | Building ID | Date | Fuel |  | Unprogrammed Heating Energy [GJ] | Unprogrammed Cost [$] | Optimized Energy [J] | Optimized Cost [$] | Building ID | Date | Fuel |  | Unprogrammed Heating Energy [GJ] | Unprogrammed Cost [$] | Optimized Energy [J] | Optimized Cost [$] | Building ID | Date | Fuel |  | Unprogrammed Heating Energy [GJ] | Unprogrammed Cost [$] | Optimized Energy [J] | Optimized Cost [$] | Building ID | Date | Fuel |  | Unprogrammed Heating Energy [GJ] | Unprogrammed Cost [$] | Optimized Energy [J] | Optimized Cost [$] | Building ID | Date | Fuel |  | Unprogrammed Heating Energy [GJ] | Unprogrammed Cost [$] | Optimized Energy [J] | Optimized Cost [$] | Building ID | Date | Fuel |  | Unprogrammed Heating Energy [GJ] | Unprogrammed Cost [$] | Optimized Energy [J] | Optimized Cost [$] | Building ID | Date | Fuel |  | Unprogrammed Heating Energy [GJ] | Unprogrammed Cost [$] | Optimized Energy [J] | Optimized Cost [$] | Building ID | Date | Fuel |  | Unprogrammed Heating Energy [GJ] | Unprogrammed Cost [$] | Optimized Energy [J] | Optimized Cost [$] | Building ID | Date | Fuel |  | Unprogrammed Heating Energy [GJ] | Unprogrammed Cost [$] | Optimized Energy [J] | Optimized Cost [$] | Building ID | Date | Fuel |  | Unprogrammed Heating Energy [GJ] | Unprogrammed Cost [$] | Optimized Energy [J] | Optimized Cost [$] | Building ID | Date | Fuel |  | Unprogrammed Heating Energy [GJ] | Unprogrammed Cost [$] | Optimized Energy [J] | Optimized Cost [$] | Building ID | Date | Fuel |  | Unprogrammed Heating Energy [GJ] | Unprogrammed Cost [$] | Optimized Energy [J] | Optimized Cost [$] | Building ID | Date | Fuel |  | Unprogrammed Heating Energy [GJ] | Unprogrammed Cost [$] | Optimized Energy [J] | Optimized Cost [$] | Building ID | Date | Fuel |  | Unprogrammed Heating Energy [GJ] | Unprogrammed Cost [$] | Optimized Energy [J] | Optimized Cost [$] | Building ID | Date | Fuel |  | Unprogrammed Heating Energy [GJ] | Unprogrammed Cost [$] | Optimized Energy [J] | Optimized Cost [$] | Building ID | Date | Fuel |  | Unprogrammed Heating Energy [GJ] | Unprogrammed Cost [$] | Optimized Energy [J] | Optimized Cost [$] | Building ID | Date | Fuel |  | Unprogrammed Heating Energy [GJ] | Unprogrammed Cost [$] | Optimized Energy [J] | Optimized Cost [$] | Building ID | Date | Fuel |  | Unprogrammed Heating Energy [GJ] | Unprogrammed Cost [$] | Optimized Energy [J] | Optimized Cost [$] | Building ID | Date | Fuel |  | Unprogrammed Heating Energy [GJ] | Unprogrammed Cost [$] | Optimized Energy [J] | Optimized Cost [$] | Building ID | Date | Fuel |  | Unprogrammed Heating Energy [GJ] | Unprogrammed Cost [$] | Optimized Energy [J] | Optimized Cost [$] | Building ID | Date | Fuel |  | Unprogrammed Heating Energy [GJ] | Unprogrammed Cost [$] | Optimized Energy [J] | Optimized Cost [$] | Building ID | Date | Fuel |  | Unprogrammed Heating Energy [GJ] | Unprogrammed Cost [$] | Optimized Energy [J] | Optimized Cost [$] | Building ID | Date | Fuel |  | Unprogrammed Heating Energy [GJ] | Unprogrammed Cost [$] | Optimized Energy [J] | Optimized Cost [$] | Building ID | Date | Fuel |  | Unprogrammed Heating Energy [GJ] | Unprogrammed Cost [$] | Optimized Energy [J] | Optimized Cost [$] | Building ID | Date | Fuel |  | Unprogrammed Heating Energy [GJ] | Unprogrammed Cost [$] | Optimized Energy [J] | Optimized Cost [$] | Building ID | Date | Fuel |  | Unprogrammed Heating Energy [GJ] | Unprogrammed Cost [$] | Optimized Energy [J] | Optimized Cost [$] | Building ID | Date | Fuel |  | Unprogrammed Heating Energy [GJ] | Unprogrammed Cost [$] | Optimized Energy [J] | Optimized Cost [$] | Building ID | Date | Fuel |  | Unprogrammed Heating Energy [GJ] | Unprogrammed Cost [$] | Optimized Energy [J] | Optimized Cost [$] | Building ID | Date | Fuel |  | Unprogrammed Heating Energy [GJ] | Unprogrammed Cost [$] | Optimized Energy [J] | Optimized Cost [$] | Building ID | Date | Fuel |  | Unprogrammed Heating Energy [GJ] | Unprogrammed Cost [$] | Optimized Energy [J] | Optimized Cost [$] | Building ID | Date | Fuel |  | Unprogrammed Heating Energy [GJ] | Unprogrammed Cost [$] | Optimized Energy [J] | Optimized Cost [$] | Building ID | Date | Fuel |  | Unprogrammed Heating Energy [GJ] | Unprogrammed Cost [$] | Optimized Energy [J] | Optimized Cost [$] | Building ID | Date | Fuel |  | Unprogrammed Heating Energy [GJ] | Unprogrammed Cost [$] | Optimized Energy [J] | Optimized Cost [$] | Building ID | Date | Fuel |  | Unprogrammed Heating Energy [GJ] | Unprogrammed Cost [$] | Optimized Energy [J] | Optimized Cost [$] | Building ID | Date | Fuel |  | Unprogrammed Heating Energy [GJ] | Unprogrammed Cost [$] | Optimized Energy [J] | Optimized Cost [$] | Building ID | Date | Fuel |  | Unprogrammed Heating Energy [GJ] | Unprogrammed Cost [$] | Optimized Energy [J] | Optimized Cost [$] | Building ID | Date | Fuel |  | Unprogrammed Heating Energy [GJ] | Unprogrammed Cost [$] | Optimized Energy [J] | Optimized Cost [$] | Building ID | Date | Fuel |  | Unprogrammed Heating Energy [GJ] | Unprogrammed Cost [$] | Optimized Energy [J] | Optimized Cost [$] | Building ID | Date | Fuel |  | Unprogrammed Heating Energy [GJ] | Unprogrammed Cost [$] | Optimized Energy [J] | Optimized Cost [$] | Building ID | Date | Fuel |  | Unprogrammed Heating Energy [GJ] | Unprogrammed Cost [$] | Optimized Energy [J] | Optimized Cost [$] | Building ID | Date | Fuel |  | Unprogrammed Heating Energy [GJ] | Unprogrammed Cost [$] | Optimized Energy [J] | Optimized Cost [$] | Building ID | Date | Fuel |  | Unprogrammed Heating Energy [GJ] | Unprogrammed Cost [$] | Optimized Energy [J] | Optimized Cost [$] | Building ID | Date | Fuel |  | Unprogrammed Heating Energy [GJ] | Unprogrammed Cost [$] | Optimized Energy [J] | Optimized Cost [$] | Building ID | Date | Fuel |  | Unprogrammed Heating Energy [GJ] | Unprogrammed Cost [$] | Optimized Energy [J] | Optimized Cost [$] | Building ID | Date | Fuel |  | Unprogrammed Heating Energy [GJ] | Unprogrammed Cost [$] | Optimized Energy [J] | Optimized Cost [$] | Building ID | Date | Fuel |  | Unprogrammed Heating Energy [GJ] | Unprogrammed Cost [$] | Optimized Energy [J] | Optimized Cost [$] | Building ID | Date | Fuel |  | Unprogrammed Heating Energy [GJ] | Unprogrammed Cost [$] | Optimized Energy [J] | Optimized Cost [$] | Building ID | Date | Fuel |  | Unprogrammed Heating Energy [GJ] | Unprogrammed Cost [$] | Optimized Energy [J] | Optimized Cost [$] | Building ID | Date | Fuel |  | Unprogrammed Heating Energy [GJ] | Unprogrammed Cost [$] | Optimized Energy [J] | Optimized Cost [$] | Building ID | Date | Fuel |  | Unprogrammed Heating Energy [GJ] | Unprogrammed Cost [$] | Optimized Energy [J] | Optimized Cost [$] | Building ID | Date | Fuel |  | Unprogrammed Heating Energy [GJ] | Unprogrammed Cost [$] | Optimized Energy [J] | Optimized Cost [$] | Building ID | Date | Fuel |  | Unprogrammed Heating Energy [GJ] | Unprogrammed Cost [$] | Optimized Energy [J] | Optimized Cost [$] | Building ID | Date | Fuel |  | Unprogrammed Heating Energy [GJ] | Unprogrammed Cost [$] | Optimized Energy [J] | Optimized Cost [$] | Building ID | Date | Fuel |  | Unprogrammed Heating Energy [GJ] | Unprogrammed Cost [$] | Optimized Energy [J] | Optimized Cost [$] | Building ID | Date | Fuel |  | Unprogrammed Heating Energy [GJ] | Unprogrammed Cost [$] | Optimized Energy [J] | Optimized Cost [$] | Building ID | Date | Fuel |  | Unprogrammed Heating Energy [GJ] | Unprogrammed Cost [$] | Optimized Energy [J] | Optimized Cost [$] | Building ID | Date | Fuel |  | Unprogrammed Heating Energy [GJ] | Unprogrammed Cost [$] | Optimized Energy [J] | Optimized Cost [$] | Building ID | Date | Fuel |  | Unprogrammed Heating Energy [GJ] | Unprogrammed Cost [$] | Optimized Energy [J] | Optimized Cost [$] | Building ID | Date | Fuel |  | Unprogrammed Heating Energy [GJ] | Unprogrammed Cost [$] | Optimized Energy [J] | Optimized Cost [$] | Building ID | Date | Fuel |  | Unprogrammed Heating Energy [GJ] | Unprogrammed Cost [$] | Optimized Energy [J] | Optimized Cost [$] | Building ID | Date | Fuel |  | Unprogrammed Heating Energy [GJ] | Unprogrammed Cost [$] | Optimized Energy [J] | Optimized Cost [$] | Building ID | Date | Fuel |  | Unprogrammed Heating Energy [GJ] | Unprogrammed Cost [$] | Optimized Energy [J] | Optimized Cost [$] | Building ID | Date | Fuel |  | Unprogrammed Heating Energy [GJ] | Unprogrammed Cost [$] | Optimized Energy [J] | Optimized Cost [$] | Building ID | Date | Fuel |  | Unprogrammed Heating Energy [GJ] | Unprogrammed Cost [$] | Optimized Energy [J] | Optimized Cost [$] | Building ID | Date | Fuel |  | Unprogrammed Heating Energy [GJ] | Unprogrammed Cost [$] | Optimized Energy [J] | Optimized Cost [$] | Building ID | Date | Fuel |  | Unprogrammed Heating Energy [GJ] | Unprogrammed Cost [$] | Optimized Energy [J] | Optimized Cost [$] | Building ID | Date | Fuel |  | Unprogrammed Heating Energy [GJ] | Unprogrammed Cost [$] | Optimized Energy [J] | Optimized Cost [$] | Building ID | Date | Fuel |  | Unprogrammed Heating Energy [GJ] | Unprogrammed Cost [$] | Optimized Energy [J] | Optimized Cost [$] | Building ID | Date | Fuel |  | Unprogrammed Heating Energy [GJ] | Unprogrammed Cost [$] | Optimized Energy [J] | Optimized Cost [$] | Building ID | Date | Fuel |  | Unprogrammed Heating Energy [GJ] | Unprogrammed Cost [$] | Optimized Energy [J] | Optimized Cost [$] | Building ID | Date | Fuel |  | Unprogrammed Heating Energy [GJ] | Unprogrammed Cost [$] | Optimized Energy [J] | Optimized Cost [$] | Building ID | Date | Fuel |  | Unprogrammed Heating Energy [GJ] | Unprogrammed Cost [$] | Optimized Energy [J] | Optimized Cost [$] | Building ID | Date | Fuel |  | Unprogrammed Heating Energy [GJ] | Unprogrammed Cost [$] | Optimized Energy [J] | Optimized Cost [$] | Building ID | Date | Fuel |  | Unprogrammed Heating Energy [GJ] | Unprogrammed Cost [$] | Optimized Energy [J] | Optimized Cost [$] | Building ID | Date | Fuel |  | Unprogrammed Heating Energy [GJ] | Unprogrammed Cost [$] | Optimized Energy [J] | Optimized Cost [$] | Building ID | Date | Fuel |  | Unprogrammed Heating Energy [GJ] | Unprogrammed Cost [$] | Optimized Energy [J] | Optimized Cost [$] | Building ID | Date | Fuel |  | Unprogrammed Heating Energy [GJ] | Unprogrammed Cost [$] | Optimized Energy [J] | Optimized Cost [$] | Building ID | Date | Fuel |  | Unprogrammed Heating Energy [GJ] | Unprogrammed Cost [$] | Optimized Energy [J] | Optimized Cost [$] | Building ID | Date | Fuel |  | Unprogrammed Heating Energy [GJ] | Unprogrammed Cost [$] | Optimized Energy [J] | Optimized Cost [$] | Building ID | Date | Fuel |  | Unprogrammed Heating Energy [GJ] | Unprogrammed Cost [$] | Optimized Energy [J] | Optimized Cost [$] | Building ID | Date | Fuel |  | Unprogrammed Heating Energy [GJ] | Unprogrammed Cost [$] | Optimized Energy [J] | Optimized Cost [$] | Building ID | Date | Fuel |  | Unprogrammed Heating Energy [GJ] | Unprogrammed Cost [$] | Optimized Energy [J] | Optimized Cost [$] | Building ID | Date | Fuel |  | Unprogrammed Heating Energy [GJ] | Unprogrammed Cost [$] | Optimized Energy [J] | Optimized Cost [$] | Building ID | Date | Fuel |  | Unprogrammed Heating Energy [GJ] | Unprogrammed Cost [$] | Optimized Energy [J] | Optimized Cost [$] | Building ID | Date | Fuel |  | Unprogrammed Heating Energy [GJ] | Unprogrammed Cost [$] | Optimized Energy [J] | Optimized Cost [$] | Building ID | Date | Fuel |  | Unprogrammed Heating Energy [GJ] | Unprogrammed Cost [$] | Optimized Energy [J] | Optimized Cost [$] | Building ID | Date | Fuel |  | Unprogrammed Heating Energy [GJ] | Unprogrammed Cost [$] | Optimized Energy [J] | Optimized Cost [$] | Building ID | Date | Fuel |  | Unprogrammed Heating Energy [GJ] | Unprogrammed Cost [$] | Optimized Energy [J] | Optimized Cost [$] | Building ID | Date | Fuel |  | Unprogrammed Heating Energy [GJ] | Unprogrammed Cost [$] | Optimized Energy [J] | Optimized Cost [$] | Building ID | Date | Fuel |  | Unprogrammed Heating Energy [GJ] | Unprogrammed Cost [$] | Optimized Energy [J] | Optimized Cost [$] | Building ID | Date | Fuel |  | Unprogrammed Heating Energy [GJ] | Unprogrammed Cost [$] | Optimized Energy [J] | Optimized Cost [$] | Building ID | Date | Fuel |  | Unprogrammed Heating Energy [GJ] | Unprogrammed Cost [$] | Optimized Energy [J] | Optimized Cost [$] | Building ID | Date | Fuel |  | Unprogrammed Heating Energy [GJ] | Unprogrammed Cost [$] | Optimized Energy [J] | Optimized Cost [$] | Building ID | Date | Fuel |  | Unprogrammed Heating Energy [GJ] | Unprogrammed Cost [$] | Optimized Energy [J] | Optimized Cost [$] | Building ID | Date | Fuel |  | Unprogrammed Heating Energy [GJ] | Unprogrammed Cost [$] | Optimized Energy [J] | Optimized Cost [$] | Building ID | Date | Fuel |  | Unprogrammed Heating Energy [GJ] | Unprogrammed Cost [$] | Optimized Energy [J] | Optimized Cost [$] | Building ID | Date | Fuel |  | Unprogrammed Heating Energy [GJ] | Unprogrammed Cost [$] | Optimized Energy [J] | Optimized Cost [$] | Building ID | Date | Fuel |  | Unprogrammed Heating Energy [GJ] | Unprogrammed Cost [$] | Optimized Energy [J] | Optimized Cost [$] | Building ID | Date | Fuel |  | Unprogrammed Heating Energy [GJ] | Unprogrammed Cost [$] | Optimized Energy [J] | Optimized Cost [$] | Building ID | Date | Fuel |  | Unprogrammed Heating Energy [GJ] | Unprogrammed Cost [$] | Optimized Energy [J] | Optimized Cost [$] | Building ID | Date | Fuel |  | Unprogrammed Heating Energy [GJ] | Unprogrammed Cost [$] | Optimized Energy [J] | Optimized Cost [$] | Building ID | Date | Fuel |  | Unprogrammed Heating Energy [GJ] | Unprogrammed Cost [$] | Optimized Energy [J] | Optimized Cost [$] | Building ID | Date | Fuel |  | Unprogrammed Heating Energy [GJ] | Unprogrammed Cost [$] | Optimized Energy [J] | Optimized Cost [$] | Building ID | Date | Fuel |  | Unprogrammed Heating Energy [GJ] | Unprogrammed Cost [$] | Optimized Energy [J] | Optimized Cost [$] | Building ID | Date | Fuel |  | Unprogrammed Heating Energy [GJ] | Unprogrammed Cost [$] | Optimized Energy [J] | Optimized Cost [$] | Building ID | Date | Fuel |  | Unprogrammed Heating Energy [GJ] | Unprogrammed Cost [$] | Optimized Energy [J] | Optimized Cost [$] | Building ID | Date | Fuel |  | Unprogrammed Heating Energy [GJ] | Unprogrammed Cost [$] | Optimized Energy [J] | Optimized Cost [$] | Building ID | Date | Fuel |  | Unprogrammed Heating Energy [GJ] | Unprogrammed Cost [$] | Optimized Energy [J] | Optimized Cost [$] | Building ID | Date | Fuel |  | Unprogrammed Heating Energy [GJ] | Unprogrammed Cost [$] | Optimized Energy [J] | Optimized Cost [$] | Building ID | Date | Fuel |  | Unprogrammed Heating Energy [GJ] | Unprogrammed Cost [$] | Optimized Energy [J] | Optimized Cost [$] | Building ID | Date | Fuel |  | Unprogrammed Heating Energy [GJ] | Unprogrammed Cost [$] | Optimized Energy [J] | Optimized Cost [$] | Building ID | Date | Fuel |  | Unprogrammed Heating Energy [GJ] | Unprogrammed Cost [$] | Optimized Energy [J] | Optimized Cost [$] | Building ID | Date | Fuel |  | Unprogrammed Heating Energy [GJ] | Unprogrammed Cost [$] | Optimized Energy [J] | Optimized Cost [$] | Building ID | Date | Fuel |  | Unprogrammed Heating Energy [GJ] | Unprogrammed Cost [$] | Optimized Energy [J] | Optimized Cost [$] | Building ID | Date | Fuel |  | Unprogrammed Heating Energy [GJ] | Unprogrammed Cost [$] | Optimized Energy [J] | Optimized Cost [$] | Building ID | Date | Fuel |  | Unprogrammed Heating Energy [GJ] | Unprogrammed Cost [$] | Optimized Energy [J] | Optimized Cost [$] | Building ID | Date | Fuel |  | Unprogrammed Heating Energy [GJ] | Unprogrammed Cost [$] | Optimized Energy [J] | Optimized Cost [$] | Building ID | Date | Fuel |  | Unprogrammed Heating Energy [GJ] | Unprogrammed Cost [$] | Optimized Energy [J] | Optimized Cost [$] | Building ID | Date | Fuel |  | Unprogrammed Heating Energy [GJ] | Unprogrammed Cost [$] | Optimized Energy [J] | Optimized Cost [$] | Building ID | Date | Fuel |  | Unprogrammed Heating Energy [GJ] | Unprogrammed Cost [$] | Optimized Energy [J] | Optimized Cost [$] | Building ID | Date | Fuel |  | Unprogrammed Heating Energy [GJ] | Unprogrammed Cost [$] | Optimized Energy [J] | Optimized Cost [$] | Building ID | Date | Fuel |  | Unprogrammed Heating Energy [GJ] | Unprogrammed Cost [$] | Optimized Energy [J] | Optimized Cost [$] | Building ID | Date | Fuel |  | Unprogrammed Heating Energy [GJ] | Unprogrammed Cost [$] | Optimized Energy [J] | Optimized Cost [$] | Building ID | Date | Fuel |  | Unprogrammed Heating Energy [GJ] | Unprogrammed Cost [$] | Optimized Energy [J] | Optimized Cost [$] | Building ID | Date | Fuel |  | Unprogrammed Heating Energy [GJ] | Unprogrammed Cost [$] | Optimized Energy [J] | Optimized Cost [$] | Building ID | Date | Fuel |  | Unprogrammed Heating Energy [GJ] | Unprogrammed Cost [$] | Optimized Energy [J] | Optimized Cost [$] | Building ID | Date | Fuel |  | Unprogrammed Heating Energy [GJ] | Unprogrammed Cost [$] | Optimized Energy [J] | Optimized Cost [$] | Building ID | Date | Fuel |  | Unprogrammed Heating Energy [GJ] | Unprogrammed Cost [$] | Optimized Energy [J] | Optimized Cost [$] | Building ID | Date | Fuel |  | Unprogrammed Heating Energy [GJ] | Unprogrammed Cost [$] | Optimized Energy [J] | Optimized Cost [$] | Building ID | Date | Fuel |  | Unprogrammed Heating Energy [GJ] | Unprogrammed Cost [$] | Optimized Energy [J] | Optimized Cost [$] | Building ID | Date | Fuel |  | Unprogrammed Heating Energy [GJ] | Unprogrammed Cost [$] | Optimized Energy [J] | Optimized Cost [$] | Building ID | Date | Fuel |  | Unprogrammed Heating Energy [GJ] | Unprogrammed Cost [$] | Optimized Energy [J] | Optimized Cost [$] | Building ID | Date | Fuel |  | Unprogrammed Heating Energy [GJ] | Unprogrammed Cost [$] | Optimized Energy [J] | Optimized Cost [$] | Building ID | Date | Fuel |  | Unprogrammed Heating Energy [GJ] | Unprogrammed Cost [$] | Optimized Energy [J] | Optimized Cost [$] | Building ID | Date | Fuel |  | Unprogrammed Heating Energy [GJ] | Unprogrammed Cost [$] | Optimized Energy [J] | Optimized Cost [$] | Building ID | Date | Fuel |  | Unprogrammed Heating Energy [GJ] | Unprogrammed Cost [$] | Optimized Energy [J] | Optimized Cost [$] | Building ID | Date | Fuel |  | Unprogrammed Heating Energy [GJ] | Unprogrammed Cost [$] | Optimized Energy [J] | Optimized Cost [$] | Building ID | Date | Fuel |  | Unprogrammed Heating Energy [GJ] | Unprogrammed Cost [$] | Optimized Energy [J] | Optimized Cost [$] | Building ID | Date | Fuel |  | Unprogrammed Heating Energy [GJ] | Unprogrammed Cost [$] | Optimized Energy [J] | Optimized Cost [$] | Building ID | Date | Fuel |  | Unprogrammed Heating Energy [GJ] | Unprogrammed Cost [$] | Optimized Energy [J] | Optimized Cost [$] | Building ID | Date | Fuel |  | Unprogrammed Heating Energy [GJ] | Unprogrammed Cost [$] | Optimized Energy [J] | Optimized Cost [$] | Building ID | Date | Fuel |  | Unprogrammed Heating Energy [GJ] | Unprogrammed Cost [$] | Optimized Energy [J] | Optimized Cost [$] | Building ID | Date | Fuel |  | Unprogrammed Heating Energy [GJ] | Unprogrammed Cost [$] | Optimized Energy [J] | Optimized Cost [$] | Building ID | Date | Fuel |  | Unprogrammed Heating Energy [GJ] | Unprogrammed Cost [$] | Optimized Energy [J] | Optimized Cost [$] | Building ID | Date | Fuel |  | Unprogrammed Heating Energy [GJ] | Unprogrammed Cost [$] | Optimized Energy [J] | Optimized Cost [$] | Building ID | Date | Fuel |  | Unprogrammed Heating Energy [GJ] | Unprogrammed Cost [$] | Optimized Energy [J] | Optimized Cost [$] | Building ID | Date | Fuel |  | Unprogrammed Heating Energy [GJ] | Unprogrammed Cost [$] | Optimized Energy [J] | Optimized Cost [$] | Building ID | Date | Fuel |  | Unprogrammed Heating Energy [GJ] | Unprogrammed Cost [$] | Optimized Energy [J] | Optimized Cost [$] | Building ID | Date | Fuel |  | Unprogrammed Heating Energy [GJ] | Unprogrammed Cost [$] | Optimized Energy [J] | Optimized Cost [$] | Building ID | Date | Fuel |  | Unprogrammed Heating Energy [GJ] | Unprogrammed Cost [$] | Optimized Energy [J] | Optimized Cost [$] | Building ID | Date | Fuel |  | Unprogrammed Heating Energy [GJ] | Unprogrammed Cost [$] | Optimized Energy [J] | Optimized Cost [$] | Building ID | Date | Fuel |  | Unprogrammed Heating Energy [GJ] | Unprogrammed Cost [$] | Optimized Energy [J] | Optimized Cost [$] | Building ID | Date | Fuel |  | Unprogrammed Heating Energy [GJ] | Unprogrammed Cost [$] | Optimized Energy [J] | Optimized Cost [$] | Building ID | Date | Fuel |  | Unprogrammed Heating Energy [GJ] | Unprogrammed Cost [$] | Optimized Energy [J] | Optimized Cost [$] | Building ID | Date | Fuel |  | Unprogrammed Heating Energy [GJ] | Unprogrammed Cost [$] | Optimized Energy [J] | Optimized Cost [$] | Building ID | Date | Fuel |  | Unprogrammed Heating Energy [GJ] | Unprogrammed Cost [$] | Optimized Energy [J] | Optimized Cost [$] | Building ID | Date | Fuel |  | Unprogrammed Heating Energy [GJ] | Unprogrammed Cost [$] | Optimized Energy [J] | Optimized Cost [$] | Building ID | Date | Fuel |  | Unprogrammed Heating Energy [GJ] | Unprogrammed Cost [$] | Optimized Energy [J] | Optimized Cost [$] | Building ID | Date | Fuel |  | Unprogrammed Heating Energy [GJ] | Unprogrammed Cost [$] | Optimized Energy [J] | Optimized Cost [$] | Building ID | Date | Fuel |  | Unprogrammed Heating Energy [GJ] | Unprogrammed Cost [$] | Optimized Energy [J] | Optimized Cost [$] | Building ID | Date | Fuel |  | Unprogrammed Heating Energy [GJ] | Unprogrammed Cost [$] | Optimized Energy [J] | Optimized Cost [$] | Building ID | Date | Fuel |  | Unprogrammed Heating Energy [GJ] | Unprogrammed Cost [$] | Optimized Energy [J] | Optimized Cost [$] | Building ID | Date | Fuel |  | Unprogrammed Heating Energy [GJ] | Unprogrammed Cost [$] | Optimized Energy [J] | Optimized Cost [$] | Building ID | Date | Fuel |  | Unprogrammed Heating Energy [GJ] | Unprogrammed Cost [$] | Optimized Energy [J] | Optimized Cost [$] | Building ID | Date | Fuel |  | Unprogrammed Heating Energy [GJ] | Unprogrammed Cost [$] | Optimized Energy [J] | Optimized Cost [$] | Building ID | Date | Fuel |  | Unprogrammed Heating Energy [GJ] | Unprogrammed Cost [$] | Optimized Energy [J] | Optimized Cost [$] | Building ID | Date | Fuel |  | Unprogrammed Heating Energy [GJ] | Unprogrammed Cost [$] | Optimized Energy [J] | Optimized Cost [$] | Building ID | Date | Fuel |  | Unprogrammed Heating Energy [GJ] | Unprogrammed Cost [$] | Optimized Energy [J] | Optimized Cost [$] | Building ID | Date | Fuel |  | Unprogrammed Heating Energy [GJ] | Unprogrammed Cost [$] | Optimized Energy [J] | Optimized Cost [$] | Building ID | Date | Fuel |  | Unprogrammed Heating Energy [GJ] | Unprogrammed Cost [$] | Optimized Energy [J] | Optimized Cost [$] | Building ID | Date | Fuel |  | Unprogrammed Heating Energy [GJ] | Unprogrammed Cost [$] | Optimized Energy [J] | Optimized Cost [$] | Building ID | Date | Fuel |  | Unprogrammed Heating Energy [GJ] | Unprogrammed Cost [$] | Optimized Energy [J] | Optimized Cost [$] | Building ID | Date | Fuel |  | Unprogrammed Heating Energy [GJ] | Unprogrammed Cost [$] | Optimized Energy [J] | Optimized Cost [$] | Building ID | Date | Fuel |  | Unprogrammed Heating Energy [GJ] | Unprogrammed Cost [$] | Optimized Energy [J] | Optimized Cost [$] | Building ID | Date | Fuel |  | Unprogrammed Heating Energy [GJ] | Unprogrammed Cost [$] | Optimized Energy [J] | Optimized Cost [$] | Building ID | Date | Fuel |  | Unprogrammed Heating Energy [GJ] | Unprogrammed Cost [$] | Optimized Energy [J] | Optimized Cost [$] | Building ID | Date | Fuel |  | Unprogrammed Heating Energy [GJ] | Unprogrammed Cost [$] | Optimized Energy [J] | Optimized Cost [$] | Building ID | Date | Fuel |  | Unprogrammed Heating Energy [GJ] | Unprogrammed Cost [$] | Optimized Energy [J] | Optimized Cost [$] | Building ID | Date | Fuel |  | Unprogrammed Heating Energy [GJ] | Unprogrammed Cost [$] | Optimized Energy [J] | Optimized Cost [$] | Building ID | Date | Fuel |  | Unprogrammed Heating Energy [GJ] | Unprogrammed Cost [$] | Optimized Energy [J] | Optimized Cost [$] | Building ID | Date | Fuel |  | Unprogrammed Heating Energy [GJ] | Unprogrammed Cost [$] | Optimized Energy [J] | Optimized Cost [$] | Building ID | Date | Fuel |  | Unprogrammed Heating Energy [GJ] | Unprogrammed Cost [$] | Optimized Energy [J] | Optimized Cost [$] | Building ID | Date | Fuel |  | Unprogrammed Heating Energy [GJ] | Unprogrammed Cost [$] | Optimized Energy [J] | Optimized Cost [$] | Building ID | Date | Fuel |  | Unprogrammed Heating Energy [GJ] | Unprogrammed Cost [$] | Optimized Energy [J] | Optimized Cost [$] | Building ID | Date | Fuel |  | Unprogrammed Heating Energy [GJ] | Unprogrammed Cost [$] | Optimized Energy [J] | Optimized Cost [$] | Building ID | Date | Fuel |  | Unprogrammed Heating Energy [GJ] | Unprogrammed Cost [$] | Optimized Energy [J] | Optimized Cost [$] | Building ID | Date | Fuel |  | Unprogrammed Heating Energy [GJ] | Unprogrammed Cost [$] | Optimized Energy [J] | Optimized Cost [$] | Building ID | Date | Fuel |  | Unprogrammed Heating Energy [GJ] | Unprogrammed Cost [$] | Optimized Energy [J] | Optimized Cost [$] | Building ID | Date | Fuel |  | Unprogrammed Heating Energy [GJ] | Unprogrammed Cost [$] | Optimized Energy [J] | Optimized Cost [$] | Building ID | Date | Fuel |  | Unprogrammed Heating Energy [GJ] | Unprogrammed Cost [$] | Optimized Energy [J] | Optimized Cost [$] | Building ID | Date | Fuel |  | Unprogrammed Heating Energy [GJ] | Unprogrammed Cost [$] | Optimized Energy [J] | Optimized Cost [$] | Building ID | Date | Fuel |  | Unprogrammed Heating Energy [GJ] | Unprogrammed Cost [$] | Optimized Energy [J] | Optimized Cost [$] | Building ID | Date | Fuel |  | Unprogrammed Heating Energy [GJ] | Unprogrammed Cost [$] | Optimized Energy [J] | Optimized Cost [$] | Building ID | Date | Fuel |  | Unprogrammed Heating Energy [GJ] | Unprogrammed Cost [$] | Optimized Energy [J] | Optimized Cost [$] | Building ID | Date | Fuel |  | Unprogrammed Heating Energy [GJ] | Unprogrammed Cost [$] | Optimized Energy [J] | Optimized Cost [$] | Building ID | Date | Fuel |  | Unprogrammed Heating Energy [GJ] | Unprogrammed Cost [$] | Optimized Energy [J] | Optimized Cost [$] | Building ID | Date | Fuel |  | Unprogrammed Heating Energy [GJ] | Unprogrammed Cost [$] | Optimized Energy [J] | Optimized Cost [$] | Building ID | Date | Fuel |  | Unprogrammed Heating Energy [GJ] | Unprogrammed Cost [$] | Optimized Energy [J] | Optimized Cost [$] | Building ID | Date | Fuel |  | Unprogrammed Heating Energy [GJ] | Unprogrammed Cost [$] | Optimized Energy [J] | Optimized Cost [$] | Building ID | Date | Fuel |  | Unprogrammed Heating Energy [GJ] | Unprogrammed Cost [$] | Optimized Energy [J] | Optimized Cost [$] | Building ID | Date | Fuel |  | Unprogrammed Heating Energy [GJ] | Unprogrammed Cost [$] | Optimized Energy [J] | Optimized Cost [$] | Building ID | Date | Fuel |  | Unprogrammed Heating Energy [GJ] | Unprogrammed Cost [$] | Optimized Energy [J] | Optimized Cost [$] | Building ID | Date | Fuel |  | Unprogrammed Heating Energy [GJ] | Unprogrammed Cost [$] | Optimized Energy [J] | Optimized Cost [$] | Building ID | Date | Fuel |  | Unprogrammed Heating Energy [GJ] | Unprogrammed Cost [$] | Optimized Energy [J] | Optimized Cost [$] | Building ID | Date | Fuel |  | Unprogrammed Heating Energy [GJ] | Unprogrammed Cost [$] | Optimized Energy [J] | Optimized Cost [$] | Building ID | Date | Fuel |  | Unprogrammed Heating Energy [GJ] | Unprogrammed Cost [$] | Optimized Energy [J] | Optimized Cost [$] | Building ID | Date | Fuel |  | Unprogrammed Heating Energy [GJ] | Unprogrammed Cost [$] | Optimized Energy [J] | Optimized Cost [$] | Building ID | Date | Fuel |  | Unprogrammed Heating Energy [GJ] | Unprogrammed Cost [$] | Optimized Energy [J] | Optimized Cost [$] | Building ID | Date | Fuel |  | Unprogrammed Heating Energy [GJ] | Unprogrammed Cost [$] | Optimized Energy [J] | Optimized Cost [$] | Building ID | Date | Fuel |  | Unprogrammed Heating Energy [GJ] | Unprogrammed Cost [$] | Optimized Energy [J] | Optimized Cost [$] | Building ID | Date | Fuel |  | Unprogrammed Heating Energy [GJ] | Unprogrammed Cost [$] | Optimized Energy [J] | Optimized Cost [$] | Building ID | Date | Fuel |  | Unprogrammed Heating Energy [GJ] | Unprogrammed Cost [$] | Optimized Energy [J] | Optimized Cost [$] | Building ID | Date | Fuel |  | Unprogrammed Heating Energy [GJ] | Unprogrammed Cost [$] | Optimized Energy [J] | Optimized Cost [$] | Building ID | Date | Fuel |  | Unprogrammed Heating Energy [GJ] | Unprogrammed Cost [$] | Optimized Energy [J] | Optimized Cost [$] | Building ID | Date | Fuel |  | Unprogrammed Heating Energy [GJ] | Unprogrammed Cost [$] | Optimized Energy [J] | Optimized Cost [$] | Building ID | Date | Fuel |  | Unprogrammed Heating Energy [GJ] | Unprogrammed Cost [$] | Optimized Energy [J] | Optimized Cost [$] | Building ID | Date | Fuel |  | Unprogrammed Heating Energy [GJ] | Unprogrammed Cost [$] | Optimized Energy [J] | Optimized Cost [$] | Building ID | Date | Fuel |  | Unprogrammed Heating Energy [GJ] | Unprogrammed Cost [$] | Optimized Energy [J] | Optimized Cost [$] | Building ID | Date | Fuel |  | Unprogrammed Heating Energy [GJ] | Unprogrammed Cost [$] | Optimized Energy [J] | Optimized Cost [$] | Building ID | Date | Fuel |  | Unprogrammed Heating Energy [GJ] | Unprogrammed Cost [$] | Optimized Energy [J] | Optimized Cost [$] | Building ID | Date | Fuel |  | Unprogrammed Heating Energy [GJ] | Unprogrammed Cost [$] | Optimized Energy [J] | Optimized Cost [$] | Building ID | Date | Fuel |  | Unprogrammed Heating Energy [GJ] | Unprogrammed Cost [$] | Optimized Energy [J] | Optimized Cost [$] | Building ID | Date | Fuel |  | Unprogrammed Heating Energy [GJ] | Unprogrammed Cost [$] | Optimized Energy [J] | Optimized Cost [$] | Building ID | Date | Fuel |  | Unprogrammed Heating Energy [GJ] | Unprogrammed Cost [$] | Optimized Energy [J] | Optimized Cost [$] | Building ID | Date | Fuel |  | Unprogrammed Heating Energy [GJ] | Unprogrammed Cost [$] | Optimized Energy [J] | Optimized Cost [$] | Building ID | Date | Fuel |  | Unprogrammed Heating Energy [GJ] | Unprogrammed Cost [$] | Optimized Energy [J] | Optimized Cost [$] | Building ID | Date | Fuel |  | Unprogrammed Heating Energy [GJ] | Unprogrammed Cost [$] | Optimized Energy [J] | Optimized Cost [$] | Building ID | Date | Fuel |  | Unprogrammed Heating Energy [GJ] | Unprogrammed Cost [$] | Optimized Energy [J] | Optimized Cost [$] | Building ID | Date | Fuel |  | Unprogrammed Heating Energy [GJ] | Unprogrammed Cost [$] | Optimized Energy [J] | Optimized Cost [$] | Building ID | Date | Fuel |  | Unprogrammed Heating Energy [GJ] | Unprogrammed Cost [$] | Optimized Energy [J] | Optimized Cost [$] | Building ID | Date | Fuel |  | Unprogrammed Heating Energy [GJ] | Unprogrammed Cost [$] | Optimized Energy [J] | Optimized Cost [$] | Building ID | Date | Fuel |  | Unprogrammed Heating Energy [GJ] | Unprogrammed Cost [$] | Optimized Energy [J] | Optimized Cost [$] | Building ID | Date | Fuel |  | Unprogrammed Heating Energy [GJ] | Unprogrammed Cost [$] | Optimized Energy [J] | Optimized Cost [$] | Building ID | Date | Fuel |  | Unprogrammed Heating Energy [GJ] | Unprogrammed Cost [$] | Optimized Energy [J] | Optimized Cost [$] | Building ID | Date | Fuel |  | Unprogrammed Heating Energy [GJ] | Unprogrammed Cost [$] | Optimized Energy [J] | Optimized Cost [$] | Building ID | Date | Fuel |  | Unprogrammed Heating Energy [GJ] | Unprogrammed Cost [$] | Optimized Energy [J] | Optimized Cost [$] | Building ID | Date | Fuel |  | Unprogrammed Heating Energy [GJ] | Unprogrammed Cost [$] | Optimized Energy [J] | Optimized Cost [$] | Building ID | Date | Fuel |  | Unprogrammed Heating Energy [GJ] | Unprogrammed Cost [$] | Optimized Energy [J] | Optimized Cost [$] | Building ID | Date | Fuel |  | Unprogrammed Heating Energy [GJ] | Unprogrammed Cost [$] | Optimized Energy [J] | Optimized Cost [$] | Building ID | Date | Fuel |  | Unprogrammed Heating Energy [GJ] | Unprogrammed Cost [$] | Optimized Energy [J] | Optimized Cost [$] | Building ID | Date | Fuel |  | Unprogrammed Heating Energy [GJ] | Unprogrammed Cost [$] | Optimized Energy [J] | Optimized Cost [$] | Building ID | Date | Fuel |  | Unprogrammed Heating Energy [GJ] | Unprogrammed Cost [$] | Optimized Energy [J] | Optimized Cost [$] | Building ID | Date | Fuel |  | Unprogrammed Heating Energy [GJ] | Unprogrammed Cost [$] | Optimized Energy [J] | Optimized Cost [$] | Building ID | Date | Fuel |  | Unprogrammed Heating Energy [GJ] | Unprogrammed Cost [$] | Optimized Energy [J] | Optimized Cost [$] | Building ID | Date | Fuel |  | Unprogrammed Heating Energy [GJ] | Unprogrammed Cost [$] | Optimized Energy [J] | Optimized Cost [$] | Building ID | Date | Fuel |  | Unprogrammed Heating Energy [GJ] | Unprogrammed Cost [$] | Optimized Energy [J] | Optimized Cost [$] | Building ID | Date | Fuel |  | Unprogrammed Heating Energy [GJ] | Unprogrammed Cost [$] | Optimized Energy [J] | Optimized Cost [$] | Building ID | Date | Fuel |  | Unprogrammed Heating Energy [GJ] | Unprogrammed Cost [$] | Optimized Energy [J] | Optimized Cost [$] | Building ID | Date | Fuel |  | Unprogrammed Heating Energy [GJ] | Unprogrammed Cost [$] | Optimized Energy [J] | Optimized Cost [$] | Building ID | Date | Fuel |  | Unprogrammed Heating Energy [GJ] | Unprogrammed Cost [$] | Optimized Energy [J] | Optimized Cost [$] | Building ID | Date | Fuel |  | Unprogrammed Heating Energy [GJ] | Unprogrammed Cost [$] | Optimized Energy [J] | Optimized Cost [$] | Building ID | Date | Fuel |  | Unprogrammed Heating Energy [GJ] | Unprogrammed Cost [$] | Optimized Energy [J] | Optimized Cost [$] | Building ID | Date | Fuel |  | Unprogrammed Heating Energy [GJ] | Unprogrammed Cost [$] | Optimized Energy [J] | Optimized Cost [$] | Building ID | Date | Fuel |  | Unprogrammed Heating Energy [GJ] | Unprogrammed Cost [$] | Optimized Energy [J] | Optimized Cost [$] | Building ID | Date | Fuel |  | Unprogrammed Heating Energy [GJ] | Unprogrammed Cost [$] | Optimized Energy [J] | Optimized Cost [$] | Building ID | Date | Fuel |  | Unprogrammed Heating Energy [GJ] | Unprogrammed Cost [$] | Optimized Energy [J] | Optimized Cost [$] | Building ID | Date | Fuel |  | Unprogrammed Heating Energy [GJ] | Unprogrammed Cost [$] | Optimized Energy [J] | Optimized Cost [$] | Building ID | Date | Fuel |  | Unprogrammed Heating Energy [GJ] | Unprogrammed Cost [$] | Optimized Energy [J] | Optimized Cost [$] | Building ID | Date | Fuel |  | Unprogrammed Heating Energy [GJ] | Unprogrammed Cost [$] | Optimized Energy [J] | Optimized Cost [$] | Building ID | Date | Fuel |  | Unprogrammed Heating Energy [GJ] | Unprogrammed Cost [$] | Optimized Energy [J] | Optimized Cost [$] | Building ID | Date | Fuel |  | Unprogrammed Heating Energy [GJ] | Unprogrammed Cost [$] | Optimized Energy [J] | Optimized Cost [$] | Building ID | Date | Fuel |  | Unprogrammed Heating Energy [GJ] | Unprogrammed Cost [$] | Optimized Energy [J] | Optimized Cost [$] | Building ID | Date | Fuel |  | Unprogrammed Heating Energy [GJ] | Unprogrammed Cost [$] | Optimized Energy [J] | Optimized Cost [$] | Building ID | Date | Fuel |  | Unprogrammed Heating Energy [GJ] | Unprogrammed Cost [$] | Optimized Energy [J] | Optimized Cost [$] | Building ID | Date | Fuel |  | Unprogrammed Heating Energy [GJ] | Unprogrammed Cost [$] | Optimized Energy [J] | Optimized Cost [$] | Building ID | Date | Fuel |  | Unprogrammed Heating Energy [GJ] | Unprogrammed Cost [$] | Optimized Energy [J] | Optimized Cost [$] | Building ID | Date | Fuel |  | Unprogrammed Heating Energy [GJ] | Unprogrammed Cost [$] | Optimized Energy [J] | Optimized Cost [$] | Building ID | Date | Fuel |  | Unprogrammed Heating Energy [GJ] | Unprogrammed Cost [$] | Optimized Energy [J] | Optimized Cost [$] | Building ID | Date | Fuel |  | Unprogrammed Heating Energy [GJ] | Unprogrammed Cost [$] | Optimized Energy [J] | Optimized Cost [$] | Building ID | Date | Fuel |  | Unprogrammed Heating Energy [GJ] | Unprogrammed Cost [$] | Optimized Energy [J] | Optimized Cost [$] | Building ID | Date | Fuel |  | Unprogrammed Heating Energy [GJ] | Unprogrammed Cost [$] | Optimized Energy [J] | Optimized Cost [$] | Building ID | Date | Fuel |  | Unprogrammed Heating Energy [GJ] | Unprogrammed Cost [$] | Optimized Energy [J] | Optimized Cost [$] | Building ID | Date | Fuel |  | Unprogrammed Heating Energy [GJ] | Unprogrammed Cost [$] | Optimized Energy [J] | Optimized Cost [$] | Building ID | Date | Fuel |  | Unprogrammed Heating Energy [GJ] | Unprogrammed Cost [$] | Optimized Energy [J] | Optimized Cost [$] | Building ID | Date | Fuel |  | Unprogrammed Heating Energy [GJ] | Unprogrammed Cost [$] | Optimized Energy [J] | Optimized Cost [$] | Building ID | Date | Fuel |  | Unprogrammed Heating Energy [GJ] | Unprogrammed Cost [$] | Optimized Energy [J] | Optimized Cost [$] | Building ID | Date | Fuel |  | Unprogrammed Heating Energy [GJ] | Unprogrammed Cost [$] | Optimized Energy [J] | Optimized Cost [$] | Building ID | Date | Fuel |  | Unprogrammed Heating Energy [GJ] | Unprogrammed Cost [$] | Optimized Energy [J] | Optimized Cost [$] | Building ID | Date | Fuel |  | Unprogrammed Heating Energy [GJ] | Unprogrammed Cost [$] | Optimized Energy [J] | Optimized Cost [$] | Building ID | Date | Fuel |  | Unprogrammed Heating Energy [GJ] | Unprogrammed Cost [$] | Optimized Energy [J] | Optimized Cost [$] | Building ID | Date | Fuel |  | Unprogrammed Heating Energy [GJ] | Unprogrammed Cost [$] | Optimized Energy [J] | Optimized Cost [$] | Building ID | Date | Fuel |  | Unprogrammed Heating Energy [GJ] | Unprogrammed Cost [$] | Optimized Energy [J] | Optimized Cost [$] | Building ID | Date | Fuel |  | Unprogrammed Heating Energy [GJ] | Unprogrammed Cost [$] | Optimized Energy [J] | Optimized Cost [$] | Building ID | Date | Fuel |  | Unprogrammed Heating Energy [GJ] | Unprogrammed Cost [$] | Optimized Energy [J] | Optimized Cost [$] | Building ID | Date | Fuel |  | Unprogrammed Heating Energy [GJ] | Unprogrammed Cost [$] | Optimized Energy [J] | Optimized Cost [$] | Building ID | Date | Fuel |  | Unprogrammed Heating Energy [GJ] | Unprogrammed Cost [$] | Optimized Energy [J] | Optimized Cost [$] | Building ID | Date | Fuel |  | Unprogrammed Heating Energy [GJ] | Unprogrammed Cost [$] | Optimized Energy [J] | Optimized Cost [$] | Building ID | Date | Fuel |  | Unprogrammed Heating Energy [GJ] | Unprogrammed Cost [$] | Optimized Energy [J] | Optimized Cost [$] | Building ID | Date | Fuel |  | Unprogrammed Heating Energy [GJ] | Unprogrammed Cost [$] | Optimized Energy [J] | Optimized Cost [$] | Building ID | Date | Fuel |  | Unprogrammed Heating Energy [GJ] | Unprogrammed Cost [$] | Optimized Energy [J] | Optimized Cost [$] | Building ID | Date | Fuel |  | Unprogrammed Heating Energy [GJ] | Unprogrammed Cost [$] | Optimized Energy [J] | Optimized Cost [$] | Building ID | Date | Fuel |  | Unprogrammed Heating Energy [GJ] | Unprogrammed Cost [$] | Optimized Energy [J] | Optimized Cost [$] | Building ID | Date | Fuel |  | Unprogrammed Heating Energy [GJ] | Unprogrammed Cost [$] | Optimized Energy [J] | Optimized Cost [$] | Building ID | Date | Fuel |  | Unprogrammed Heating Energy [GJ] | Unprogrammed Cost [$] | Optimized Energy [J] | Optimized Cost [$] | Building ID | Date | Fuel |  | Unprogrammed Heating Energy [GJ] | Unprogrammed Cost [$] | Optimized Energy [J] | Optimized Cost [$] | Building ID | Date | Fuel |  | Unprogrammed Heating Energy [GJ] | Unprogrammed Cost [$] | Optimized Energy [J] | Optimized Cost [$] | Building ID | Date | Fuel |  | Unprogrammed Heating Energy [GJ] | Unprogrammed Cost [$] | Optimized Energy [J] | Optimized Cost [$] | Building ID | Date | Fuel |  | Unprogrammed Heating Energy [GJ] | Unprogrammed Cost [$] | Optimized Energy [J] | Optimized Cost [$] | Building ID | Date | Fuel |  | Unprogrammed Heating Energy [GJ] | Unprogrammed Cost [$] | Optimized Energy [J] | Optimized Cost [$] | Building ID | Date | Fuel |  | Unprogrammed Heating Energy [GJ] | Unprogrammed Cost [$] | Optimized Energy [J] | Optimized Cost [$] | Building ID | Date | Fuel |  | Unprogrammed Heating Energy [GJ] | Unprogrammed Cost [$] | Optimized Energy [J] | Optimized Cost [$] | Building ID | Date | Fuel |  | Unprogrammed Heating Energy [GJ] | Unprogrammed Cost [$] | Optimized Energy [J] | Optimized Cost [$] | Building ID | Date | Fuel |  | Unprogrammed Heating Energy [GJ] | Unprogrammed Cost [$] | Optimized Energy [J] | Optimized Cost [$] | Building ID | Date | Fuel |  | Unprogrammed Heating Energy [GJ] | Unprogrammed Cost [$] | Optimized Energy [J] | Optimized Cost [$] | Building ID | Date | Fuel |  | Unprogrammed Heating Energy [GJ] | Unprogrammed Cost [$] | Optimized Energy [J] | Optimized Cost [$] | Building ID | Date | Fuel |  | Unprogrammed Heating Energy [GJ] | Unprogrammed Cost [$] | Optimized Energy [J] | Optimized Cost [$] | Building ID | Date | Fuel |  | Unprogrammed Heating Energy [GJ] | Unprogrammed Cost [$] | Optimized Energy [J] | Optimized Cost [$] | Building ID | Date | Fuel |  | Unprogrammed Heating Energy [GJ] | Unprogrammed Cost [$] | Optimized Energy [J] | Optimized Cost [$] | Building ID | Date | Fuel |  | Unprogrammed Heating Energy [GJ] | Unprogrammed Cost [$] | Optimized Energy [J] | Optimized Cost [$] | Building ID | Date | Fuel |  | Unprogrammed Heating Energy [GJ] | Unprogrammed Cost [$] | Optimized Energy [J] | Optimized Cost [$] | Building ID | Date | Fuel |  | Unprogrammed Heating Energy [GJ] | Unprogrammed Cost [$] | Optimized Energy [J] | Optimized Cost [$] | Building ID | Date | Fuel |  | Unprogrammed Heating Energy [GJ] | Unprogrammed Cost [$] | Optimized Energy [J] | Optimized Cost [$] | Building ID | Date | Fuel |  | Unprogrammed Heating Energy [GJ] | Unprogrammed Cost [$] | Optimized Energy [J] | Optimized Cost [$] | Building ID | Date | Fuel |  | Unprogrammed Heating Energy [GJ] | Unprogrammed Cost [$] | Optimized Energy [J] | Optimized Cost [$] | Building ID | Date | Fuel |  | Unprogrammed Heating Energy [GJ] | Unprogrammed Cost [$] | Optimized Energy [J] | Optimized Cost [$] | Building ID | Date | Fuel |  | Unprogrammed Heating Energy [GJ] | Unprogrammed Cost [$] | Optimized Energy [J] | Optimized Cost [$] | Building ID | Date | Fuel |  | Unprogrammed Heating Energy [GJ] | Unprogrammed Cost [$] | Optimized Energy [J] | Optimized Cost [$] | Building ID | Date | Fuel |  | Unprogrammed Heating Energy [GJ] | Unprogrammed Cost [$] | Optimized Energy [J] | Optimized Cost [$] | Building ID | Date | Fuel |  | Unprogrammed Heating Energy [GJ] | Unprogrammed Cost [$] | Optimized Energy [J] | Optimized Cost [$] | Building ID | Date | Fuel |  | Unprogrammed Heating Energy [GJ] | Unprogrammed Cost [$] | Optimized Energy [J] | Optimized Cost [$] | Building ID | Date | Fuel |  | Unprogrammed Heating Energy [GJ] | Unprogrammed Cost [$] | Optimized Energy [J] | Optimized Cost [$] | Building ID | Date | Fuel |  | Unprogrammed Heating Energy [GJ] | Unprogrammed Cost [$] | Optimized Energy [J] | Optimized Cost [$] | Building ID | Date | Fuel |  | Unprogrammed Heating Energy [GJ] | Unprogrammed Cost [$] | Optimized Energy [J] | Optimized Cost [$] | Building ID | Date | Fuel |  | Unprogrammed Heating Energy [GJ] | Unprogrammed Cost [$] | Optimized Energy [J] | Optimized Cost [$] | Building ID | Date | Fuel |  | Unprogrammed Heating Energy [GJ] | Unprogrammed Cost [$] | Optimized Energy [J] | Optimized Cost [$] | Building ID | Date | Fuel |  | Unprogrammed Heating Energy [GJ] | Unprogrammed Cost [$] | Optimized Energy [J] | Optimized Cost [$] | Building ID | Date | Fuel |  | Unprogrammed Heating Energy [GJ] | Unprogrammed Cost [$] | Optimized Energy [J] | Optimized Cost [$] | Building ID | Date | Fuel |  | Unprogrammed Heating Energy [GJ] | Unprogrammed Cost [$] | Optimized Energy [J] | Optimized Cost [$] | Building ID | Date | Fuel |  | Unprogrammed Heating Energy [GJ] | Unprogrammed Cost [$] | Optimized Energy [J] | Optimized Cost [$] | Building ID | Date | Fuel |  | Unprogrammed Heating Energy [GJ] | Unprogrammed Cost [$] | Optimized Energy [J] | Optimized Cost [$] | Building ID | Date | Fuel |  | Unprogrammed Heating Energy [GJ] | Unprogrammed Cost [$] | Optimized Energy [J] | Optimized Cost [$] | Building ID | Date | Fuel |  | Unprogrammed Heating Energy [GJ] | Unprogrammed Cost [$] | Optimized Energy [J] | Optimized Cost [$] | Building ID | Date | Fuel |  | Unprogrammed Heating Energy [GJ] | Unprogrammed Cost [$] | Optimized Energy [J] | Optimized Cost [$] | Building ID | Date | Fuel |  | Unprogrammed Heating Energy [GJ] | Unprogrammed Cost [$] | Optimized Energy [J] | Optimized Cost [$] | Building ID | Date | Fuel |  | Unprogrammed Heating Energy [GJ] | Unprogrammed Cost [$] | Optimized Energy [J] | Optimized Cost [$] | Building ID | Date | Fuel |  | Unprogrammed Heating Energy [GJ] | Unprogrammed Cost [$] | Optimized Energy [J] | Optimized Cost [$] | Building ID | Date | Fuel |  | Unprogrammed Heating Energy [GJ] | Unprogrammed Cost [$] | Optimized Energy [J] | Optimized Cost [$] | Building ID | Date | Fuel |  | Unprogrammed Heating Energy [GJ] | Unprogrammed Cost [$] | Optimized Energy [J] | Optimized Cost [$] | Building ID | Date | Fuel |  | Unprogrammed Heating Energy [GJ] | Unprogrammed Cost [$] | Optimized Energy [J] | Optimized Cost [$] | Building ID | Date | Fuel |  | Unprogrammed Heating Energy [GJ] | Unprogrammed Cost [$] | Optimized Energy [J] | Optimized Cost [$] | Building ID | Date | Fuel |  | Unprogrammed Heating Energy [GJ] | Unprogrammed Cost [$] | Optimized Energy [J] | Optimized Cost [$] | Building ID | Date | Fuel |  | Unprogrammed Heating Energy [GJ] | Unprogrammed Cost [$] | Optimized Energy [J] | Optimized Cost [$] | Building ID | Date | Fuel |  | Unprogrammed Heating Energy [GJ] | Unprogrammed Cost [$] | Optimized Energy [J] | Optimized Cost [$] | Building ID | Date | Fuel |  | Unprogrammed Heating Energy [GJ] | Unprogrammed Cost [$] | Optimized Energy [J] | Optimized Cost [$] | Building ID | Date | Fuel |  | Unprogrammed Heating Energy [GJ] | Unprogrammed Cost [$] | Optimized Energy [J] | Optimized Cost [$] | Building ID | Date | Fuel |  | Unprogrammed Heating Energy [GJ] | Unprogrammed Cost [$] | Optimized Energy [J] | Optimized Cost [$] | Building ID | Date | Fuel |  | Unprogrammed Heating Energy [GJ] | Unprogrammed Cost [$] | Optimized Energy [J] | Optimized Cost [$] | Building ID | Date | Fuel |  | Unprogrammed Heating Energy [GJ] | Unprogrammed Cost [$] | Optimized Energy [J] | Optimized Cost [$] | Building ID | Date | Fuel |  | Unprogrammed Heating Energy [GJ] | Unprogrammed Cost [$] | Optimized Energy [J] | Optimized Cost [$] | Building ID | Date | Fuel |  | Unprogrammed Heating Energy [GJ] | Unprogrammed Cost [$] | Optimized Energy [J] | Optimized Cost [$] | Building ID | Date | Fuel |  | Unprogrammed Heating Energy [GJ] | Unprogrammed Cost [$] | Optimized Energy [J] | Optimized Cost [$] | Building ID | Date | Fuel |  | Unprogrammed Heating Energy [GJ] | Unprogrammed Cost [$] | Optimized Energy [J] | Optimized Cost [$] | Building ID | Date | Fuel |  | Unprogrammed Heating Energy [GJ] | Unprogrammed Cost [$] | Optimized Energy [J] | Optimized Cost [$] | Building ID | Date | Fuel |  | Unprogrammed Heating Energy [GJ] | Unprogrammed Cost [$] | Optimized Energy [J] | Optimized Cost [$] | Building ID | Date | Fuel |  | Unprogrammed Heating Energy [GJ] | Unprogrammed Cost [$] | Optimized Energy [J] | Optimized Cost [$] | Building ID | Date | Fuel |  | Unprogrammed Heating Energy [GJ] | Unprogrammed Cost [$] | Optimized Energy [J] | Optimized Cost [$] | Building ID | Date | Fuel |  | Unprogrammed Heating Energy [GJ] | Unprogrammed Cost [$] | Optimized Energy [J] | Optimized Cost [$] | Building ID | Date | Fuel |  | Unprogrammed Heating Energy [GJ] | Unprogrammed Cost [$] | Optimized Energy [J] | Optimized Cost [$] | Building ID | Date | Fuel |  | Unprogrammed Heating Energy [GJ] | Unprogrammed Cost [$] | Optimized Energy [J] | Optimized Cost [$] | Building ID | Date | Fuel |  | Unprogrammed Heating Energy [GJ] | Unprogrammed Cost [$] | Optimized Energy [J] | Optimized Cost [$] | Building ID | Date | Fuel |  | Unprogrammed Heating Energy [GJ] | Unprogrammed Cost [$] | Optimized Energy [J] | Optimized Cost [$] | Building ID | Date | Fuel |  | Unprogrammed Heating Energy [GJ] | Unprogrammed Cost [$] | Optimized Energy [J] | Optimized Cost [$] | Building ID | Date | Fuel |  | Unprogrammed Heating Energy [GJ] | Unprogrammed Cost [$] | Optimized Energy [J] | Optimized Cost [$] | Building ID | Date | Fuel |  | Unprogrammed Heating Energy [GJ] | Unprogrammed Cost [$] | Optimized Energy [J] | Optimized Cost [$] | Building ID | Date | Fuel |  | Unprogrammed Heating Energy [GJ] | Unprogrammed Cost [$] | Optimized Energy [J] | Optimized Cost [$] | Building ID | Date | Fuel |  | Unprogrammed Heating Energy [GJ] | Unprogrammed Cost [$] | Optimized Energy [J] | Optimized Cost [$] | Building ID | Date | Fuel |  | Unprogrammed Heating Energy [GJ] | Unprogrammed Cost [$] | Optimized Energy [J] | Optimized Cost [$] | Building ID | Date | Fuel |  | Unprogrammed Heating Energy [GJ] | Unprogrammed Cost [$] | Optimized Energy [J] | Optimized Cost [$] | Building ID | Date | Fuel |  | Unprogrammed Heating Energy [GJ] | Unprogrammed Cost [$] | Optimized Energy [J] | Optimized Cost [$] | Building ID | Date | Fuel |  | Unprogrammed Heating Energy [GJ] | Unprogrammed Cost [$] | Optimized Energy [J] | Optimized Cost [$] | Building ID | Date | Fuel |  | Unprogrammed Heating Energy [GJ] | Unprogrammed Cost [$] | Optimized Energy [J] | Optimized Cost [$] | Building ID | Date | Fuel |  | Unprogrammed Heating Energy [GJ] | Unprogrammed Cost [$] | Optimized Energy [J] | Optimized Cost [$] | Building ID | Date | Fuel |  | Unprogrammed Heating Energy [GJ] | Unprogrammed Cost [$] | Optimized Energy [J] | Optimized Cost [$] | Building ID | Date | Fuel |  | Unprogrammed Heating Energy [GJ] | Unprogrammed Cost [$] | Optimized Energy [J] | Optimized Cost [$] | Building ID | Date | Fuel |  | Unprogrammed Heating Energy [GJ] | Unprogrammed Cost [$] | Optimized Energy [J] | Optimized Cost [$] | Building ID | Date | Fuel |  | Unprogrammed Heating Energy [GJ] | Unprogrammed Cost [$] | Optimized Energy [J] | Optimized Cost [$] | Building ID | Date | Fuel |  | Unprogrammed Heating Energy [GJ] | Unprogrammed Cost [$] | Optimized Energy [J] | Optimized Cost [$] | Building ID | Date | Fuel |  | Unprogrammed Heating Energy [GJ] | Unprogrammed Cost [$] | Optimized Energy [J] | Optimized Cost [$] | Building ID | Date | Fuel |  | Unprogrammed Heating Energy [GJ] | Unprogrammed Cost [$] | Optimized Energy [J] | Optimized Cost [$] | Building ID | Date | Fuel |  | Unprogrammed Heating Energy [GJ] | Unprogrammed Cost [$] | Optimized Energy [J] | Optimized Cost [$] | Building ID | Date | Fuel |  | Unprogrammed Heating Energy [GJ] | Unprogrammed Cost [$] | Optimized Energy [J] | Optimized Cost [$] | Building ID | Date | Fuel |  | Unprogrammed Heating Energy [GJ] | Unprogrammed Cost [$] | Optimized Energy [J] | Optimized Cost [$] | Building ID | Date | Fuel |  | Unprogrammed Heating Energy [GJ] | Unprogrammed Cost [$] | Optimized Energy [J] | Optimized Cost [$] | Building ID | Date | Fuel |  | Unprogrammed Heating Energy [GJ] | Unprogrammed Cost [$] | Optimized Energy [J] | Optimized Cost [$] | Building ID | Date | Fuel |  | Unprogrammed Heating Energy [GJ] | Unprogrammed Cost [$] | Optimized Energy [J] | Optimized Cost [$] | Building ID | Date | Fuel |  | Unprogrammed Heating Energy [GJ] | Unprogrammed Cost [$] | Optimized Energy [J] | Optimized Cost [$] | Building ID | Date | Fuel |  | Unprogrammed Heating Energy [GJ] | Unprogrammed Cost [$] | Optimized Energy [J] | Optimized Cost [$] | Building ID | Date | Fuel |  | Unprogrammed Heating Energy [GJ] | Unprogrammed Cost [$] | Optimized Energy [J] | Optimized Cost [$] | Building ID | Date | Fuel |  | Unprogrammed Heating Energy [GJ] | Unprogrammed Cost [$] | Optimized Energy [J] | Optimized Cost [$] | Building ID | Date | Fuel |  | Unprogrammed Heating Energy [GJ] | Unprogrammed Cost [$] | Optimized Energy [J] | Optimized Cost [$] | Building ID | Date | Fuel |  | Unprogrammed Heating Energy [GJ] | Unprogrammed Cost [$] | Optimized Energy [J] | Optimized Cost [$] | Building ID | Date | Fuel |  | Unprogrammed Heating Energy [GJ] | Unprogrammed Cost [$] | Optimized Energy [J] | Optimized Cost [$] | Building ID | Date | Fuel |  | Unprogrammed Heating Energy [GJ] | Unprogrammed Cost [$] | Optimized Energy [J] | Optimized Cost [$] | Building ID | Date | Fuel |  | Unprogrammed Heating Energy [GJ] | Unprogrammed Cost [$] | Optimized Energy [J] | Optimized Cost [$] | Building ID | Date | Fuel |  | Unprogrammed Heating Energy [GJ] | Unprogrammed Cost [$] | Optimized Energy [J] | Optimized Cost [$] | Building ID | Date | Fuel |  | Unprogrammed Heating Energy [GJ] | Unprogrammed Cost [$] | Optimized Energy [J] | Optimized Cost [$] | Building ID | Date | Fuel |  | Unprogrammed Heating Energy [GJ] | Unprogrammed Cost [$] | Optimized Energy [J] | Optimized Cost [$] | Building ID | Date | Fuel |  | Unprogrammed Heating Energy [GJ] | Unprogrammed Cost [$] | Optimized Energy [J] | Optimized Cost [$] | Building ID | Date | Fuel |  | Unprogrammed Heating Energy [GJ] | Unprogrammed Cost [$] | Optimized Energy [J] | Optimized Cost [$] | Building ID | Date | Fuel |  | Unprogrammed Heating Energy [GJ] | Unprogrammed Cost [$] | Optimized Energy [J] | Optimized Cost [$] | Building ID | Date | Fuel |  | Unprogrammed Heating Energy [GJ] | Unprogrammed Cost [$] | Optimized Energy [J] | Optimized Cost [$] | Building ID | Date | Fuel |  | Unprogrammed Heating Energy [GJ] | Unprogrammed Cost [$] | Optimized Energy [J] | Optimized Cost [$] | Building ID | Date | Fuel |  | Unprogrammed Heating Energy [GJ] | Unprogrammed Cost [$] | Optimized Energy [J] | Optimized Cost [$] | Building ID | Date | Fuel |  | Unprogrammed Heating Energy [GJ] | Unprogrammed Cost [$] | Optimized Energy [J] | Optimized Cost [$] | Building ID | Date | Fuel |  | Unprogrammed Heating Energy [GJ] | Unprogrammed Cost [$] | Optimized Energy [J] | Optimized Cost [$] | Building ID | Date | Fuel |  | Unprogrammed Heating Energy [GJ] | Unprogrammed Cost [$] | Optimized Energy [J] | Optimized Cost [$] | Building ID | Date | Fuel |  | Unprogrammed Heating Energy [GJ] | Unprogrammed Cost [$] | Optimized Energy [J] | Optimized Cost [$] | Building ID | Date | Fuel |  | Unprogrammed Heating Energy [GJ] | Unprogrammed Cost [$] | Optimized Energy [J] | Optimized Cost [$] | Building ID | Date | Fuel |  | Unprogrammed Heating Energy [GJ] | Unprogrammed Cost [$] | Optimized Energy [J] | Optimized Cost [$] | Building ID | Date | Fuel |  | Unprogrammed Heating Energy [GJ] | Unprogrammed Cost [$] | Optimized Energy [J] | Optimized Cost [$] | Building ID | Date | Fuel |  | Unprogrammed Heating Energy [GJ] | Unprogrammed Cost [$] | Optimized Energy [J] | Optimized Cost [$] | Building ID | Date | Fuel |  | Unprogrammed Heating Energy [GJ] | Unprogrammed Cost [$] | Optimized Energy [J] | Optimized Cost [$] | Building ID | Date | Fuel |  | Unprogrammed Heating Energy [GJ] | Unprogrammed Cost [$] | Optimized Energy [J] | Optimized Cost [$] | Building ID | Date | Fuel |  | Unprogrammed Heating Energy [GJ] | Unprogrammed Cost [$] | Optimized Energy [J] | Optimized Cost [$] | Building ID | Date | Fuel |  | Unprogrammed Heating Energy [GJ] | Unprogrammed Cost [$] | Optimized Energy [J] | Optimized Cost [$] | Building ID | Date | Fuel |  | Unprogrammed Heating Energy [GJ] | Unprogrammed Cost [$] | Optimized Energy [J] | Optimized Cost [$] | Building ID | Date | Fuel |  | Unprogrammed Heating Energy [GJ] | Unprogrammed Cost [$] | Optimized Energy [J] | Optimized Cost [$] | Building ID | Date | Fuel |  | Unprogrammed Heating Energy [GJ] | Unprogrammed Cost [$] | Optimized Energy [J] | Optimized Cost [$] | Building ID | Date | Fuel |  | Unprogrammed Heating Energy [GJ] | Unprogrammed Cost [$] | Optimized Energy [J] | Optimized Cost [$] | Building ID | Date | Fuel |  | Unprogrammed Heating Energy [GJ] | Unprogrammed Cost [$] | Optimized Energy [J] | Optimized Cost [$] | Building ID | Date | Fuel |  | Unprogrammed Heating Energy [GJ] | Unprogrammed Cost [$] | Optimized Energy [J] | Optimized Cost [$] | Building ID | Date | Fuel |  | Unprogrammed Heating Energy [GJ] | Unprogrammed Cost [$] | Optimized Energy [J] | Optimized Cost [$] | Building ID | Date | Fuel |  | Unprogrammed Heating Energy [GJ] | Unprogrammed Cost [$] | Optimized Energy [J] | Optimized Cost [$] | Building ID | Date | Fuel |  | Unprogrammed Heating Energy [GJ] | Unprogrammed Cost [$] | Optimized Energy [J] | Optimized Cost [$] | Building ID | Date | Fuel |  | Unprogrammed Heating Energy [GJ] | Unprogrammed Cost [$] | Optimized Energy [J] | Optimized Cost [$] | Building ID | Date | Fuel |  | Unprogrammed Heating Energy [GJ] | Unprogrammed Cost [$] | Optimized Energy [J] | Optimized Cost [$] | Building ID | Date | Fuel |  | Unprogrammed Heating Energy [GJ] | Unprogrammed Cost [$] | Optimized Energy [J] | Optimized Cost [$] | Building ID | Date | Fuel |  | Unprogrammed Heating Energy [GJ] | Unprogrammed Cost [$] | Optimized Energy [J] | Optimized Cost [$] | Building ID | Date | Fuel |  | Unprogrammed Heating Energy [GJ] | Unprogrammed Cost [$] | Optimized Energy [J] | Optimized Cost [$] | Building ID | Date | Fuel |  | Unprogrammed Heating Energy [GJ] | Unprogrammed Cost [$] | Optimized Energy [J] | Optimized Cost [$] | Building ID | Date | Fuel |  | Unprogrammed Heating Energy [GJ] | Unprogrammed Cost [$] | Optimized Energy [J] | Optimized Cost [$] | Building ID | Date | Fuel |  | Unprogrammed Heating Energy [GJ] | Unprogrammed Cost [$] | Optimized Energy [J] | Optimized Cost [$] | Building ID | Date | Fuel |  | Unprogrammed Heating Energy [GJ] | Unprogrammed Cost [$] | Optimized Energy [J] | Optimized Cost [$] | Building ID | Date | Fuel |  | Unprogrammed Heating Energy [GJ] | Unprogrammed Cost [$] | Optimized Energy [J] | Optimized Cost [$] | Building ID | Date | Fuel |  | Unprogrammed Heating Energy [GJ] | Unprogrammed Cost [$] | Optimized Energy [J] | Optimized Cost [$] | Building ID | Date | Fuel |  | Unprogrammed Heating Energy [GJ] | Unprogrammed Cost [$] | Optimized Energy [J] | Optimized Cost [$] | Building ID | Date | Fuel |  | Unprogrammed Heating Energy [GJ] | Unprogrammed Cost [$] | Optimized Energy [J] | Optimized Cost [$] | Building ID | Date | Fuel |  | Unprogrammed Heating Energy [GJ] | Unprogrammed Cost [$] | Optimized Energy [J] | Optimized Cost [$] | Building ID | Date | Fuel |  | Unprogrammed Heating Energy [GJ] | Unprogrammed Cost [$] | Optimized Energy [J] | Optimized Cost [$] | Building ID | Date | Fuel |  | Unprogrammed Heating Energy [GJ] | Unprogrammed Cost [$] | Optimized Energy [J] | Optimized Cost [$] | Building ID | Date | Fuel |  | Unprogrammed Heating Energy [GJ] | Unprogrammed Cost [$] | Optimized Energy [J] | Optimized Cost [$] | Building ID | Date | Fuel |  | Unprogrammed Heating Energy [GJ] | Unprogrammed Cost [$] | Optimized Energy [J] | Optimized Cost [$] | Building ID | Date | Fuel |  | Unprogrammed Heating Energy [GJ] | Unprogrammed Cost [$] | Optimized Energy [J] | Optimized Cost [$] | Building ID | Date | Fuel |  | Unprogrammed Heating Energy [GJ] | Unprogrammed Cost [$] | Optimized Energy [J] | Optimized Cost [$] | Building ID | Date | Fuel |  | Unprogrammed Heating Energy [GJ] | Unprogrammed Cost [$] | Optimized Energy [J] | Optimized Cost [$] | Building ID | Date | Fuel |  | Unprogrammed Heating Energy [GJ] | Unprogrammed Cost [$] | Optimized Energy [J] | Optimized Cost [$] | Building ID | Date | Fuel |  | Unprogrammed Heating Energy [GJ] | Unprogrammed Cost [$] | Optimized Energy [J] | Optimized Cost [$] | Building ID | Date | Fuel |  | Unprogrammed Heating Energy [GJ] | Unprogrammed Cost [$] | Optimized Energy [J] | Optimized Cost [$] | Building ID | Date | Fuel |  | Unprogrammed Heating Energy [GJ] | Unprogrammed Cost [$] | Optimized Energy [J] | Optimized Cost [$] | Building ID | Date | Fuel |  | Unprogrammed Heating Energy [GJ] | Unprogrammed Cost [$] | Optimized Energy [J] | Optimized Cost [$] | Building ID | Date | Fuel |  | Unprogrammed Heating Energy [GJ] | Unprogrammed Cost [$] | Optimized Energy [J] | Optimized Cost [$] | Building ID | Date | Fuel |  | Unprogrammed Heating Energy [GJ] | Unprogrammed Cost [$] | Optimized Energy [J] | Optimized Cost [$] | Building ID | Date | Fuel |  | Unprogrammed Heating Energy [GJ] | Unprogrammed Cost [$] | Optimized Energy [J] | Optimized Cost [$] | Building ID | Date | Fuel |  | Unprogrammed Heating Energy [GJ] | Unprogrammed Cost [$] | Optimized Energy [J] | Optimized Cost [$] | Building ID | Date | Fuel |  | Unprogrammed Heating Energy [GJ] | Unprogrammed Cost [$] | Optimized Energy [J] | Optimized Cost [$] | Building ID | Date | Fuel |  | Unprogrammed Heating Energy [GJ] | Unprogrammed Cost [$] | Optimized Energy [J] | Optimized Cost [$] | Building ID | Date | Fuel |  | Unprogrammed Heating Energy [GJ] | Unprogrammed Cost [$] | Optimized Energy [J] | Optimized Cost [$] | Building ID | Date | Fuel |  | Unprogrammed Heating Energy [GJ] | Unprogrammed Cost [$] | Optimized Energy [J] | Optimized Cost [$] | Building ID | Date | Fuel |  | Unprogrammed Heating Energy [GJ] | Unprogrammed Cost [$] | Optimized Energy [J] | Optimized Cost [$] | Building ID | Date | Fuel |  | Unprogrammed Heating Energy [GJ] | Unprogrammed Cost [$] | Optimized Energy [J] | Optimized Cost [$] | Building ID | Date | Fuel |  | Unprogrammed Heating Energy [GJ] | Unprogrammed Cost [$] | Optimized Energy [J] | Optimized Cost [$] | Building ID | Date | Fuel |  | Unprogrammed Heating Energy [GJ] | Unprogrammed Cost [$] | Optimized Energy [J] | Optimized Cost [$] | Building ID | Date | Fuel |  | Unprogrammed Heating Energy [GJ] | Unprogrammed Cost [$] | Optimized Energy [J] | Optimized Cost [$] | Building ID | Date | Fuel |  | Unprogrammed Heating Energy [GJ] | Unprogrammed Cost [$] | Optimized Energy [J] | Optimized Cost [$] | Building ID | Date | Fuel |  | Unprogrammed Heating Energy [GJ] | Unprogrammed Cost [$] | Optimized Energy [J] | Optimized Cost [$] | Building ID | Date | Fuel |  | Unprogrammed Heating Energy [GJ] | Unprogrammed Cost [$] | Optimized Energy [J] | Optimized Cost [$] | Building ID | Date | Fuel |  | Unprogrammed Heating Energy [GJ] | Unprogrammed Cost [$] | Optimized Energy [J] | Optimized Cost [$] | Building ID | Date | Fuel |  | Unprogrammed Heating Energy [GJ] | Unprogrammed Cost [$] | Optimized Energy [J] | Optimized Cost [$] | Building ID | Date | Fuel |  | Unprogrammed Heating Energy [GJ] | Unprogrammed Cost [$] | Optimized Energy [J] | Optimized Cost [$] | Building ID | Date | Fuel |  | Unprogrammed Heating Energy [GJ] | Unprogrammed Cost [$] | Optimized Energy [J] | Optimized Cost [$] | Building ID | Date | Fuel |  | Unprogrammed Heating Energy [GJ] | Unprogrammed Cost [$] | Optimized Energy [J] | Optimized Cost [$] | Building ID | Date | Fuel |  | Unprogrammed Heating Energy [GJ] | Unprogrammed Cost [$] | Optimized Energy [J] | Optimized Cost [$] | Building ID | Date | Fuel |  | Unprogrammed Heating Energy [GJ] | Unprogrammed Cost [$] | Optimized Energy [J] | Optimized Cost [$] | Building ID | Date | Fuel |  | Unprogrammed Heating Energy [GJ] | Unprogrammed Cost [$] | Optimized Energy [J] | Optimized Cost [$] | Building ID | Date | Fuel |  | Unprogrammed Heating Energy [GJ] | Unprogrammed Cost [$] | Optimized Energy [J] | Optimized Cost [$] | Building ID | Date | Fuel |  | Unprogrammed Heating Energy [GJ] | Unprogrammed Cost [$] | Optimized Energy [J] | Optimized Cost [$] | Building ID | Date | Fuel |  | Unprogrammed Heating Energy [GJ] | Unprogrammed Cost [$] | Optimized Energy [J] | Optimized Cost [$] | Building ID | Date | Fuel |  | Unprogrammed Heating Energy [GJ] | Unprogrammed Cost [$] | Optimized Energy [J] | Optimized Cost [$] | Building ID | Date | Fuel |  | Unprogrammed Heating Energy [GJ] | Unprogrammed Cost [$] | Optimized Energy [J] | Optimized Cost [$] | Building ID | Date | Fuel |  | Unprogrammed Heating Energy [GJ] | Unprogrammed Cost [$] | Optimized Energy [J] | Optimized Cost [$] | Building ID | Date | Fuel |  | Unprogrammed Heating Energy [GJ] | Unprogrammed Cost [$] | Optimized Energy [J] | Optimized Cost [$] | Building ID | Date | Fuel |  | Unprogrammed Heating Energy [GJ] | Unprogrammed Cost [$] | Optimized Energy [J] | Optimized Cost [$] | Building ID | Date | Fuel |  | Unprogrammed Heating Energy [GJ] | Unprogrammed Cost [$] | Optimized Energy [J] | Optimized Cost [$] | Building ID | Date | Fuel |  | Unprogrammed Heating Energy [GJ] | Unprogrammed Cost [$] | Optimized Energy [J] | Optimized Cost [$] | Building ID | Date | Fuel |  | Unprogrammed Heating Energy [GJ] | Unprogrammed Cost [$] | Optimized Energy [J] | Optimized Cost [$] | Building ID | Date | Fuel |  | Unprogrammed Heating Energy [GJ] | Unprogrammed Cost [$] | Optimized Energy [J] | Optimized Cost [$] | Building ID | Date | Fuel |  | Unprogrammed Heating Energy [GJ] | Unprogrammed Cost [$] | Optimized Energy [J] | Optimized Cost [$] | Building ID | Date | Fuel |  | Unprogrammed Heating Energy [GJ] | Unprogrammed Cost [$] | Optimized Energy [J] | Optimized Cost [$] | Building ID | Date | Fuel |  | Unprogrammed Heating Energy [GJ] | Unprogrammed Cost [$] | Optimized Energy [J] | Optimized Cost [$] | Building ID | Date | Fuel |  | Unprogrammed Heating Energy [GJ] | Unprogrammed Cost [$] | Optimized Energy [J] | Optimized Cost [$] | Building ID | Date | Fuel |  | Unprogrammed Heating Energy [GJ] | Unprogrammed Cost [$] | Optimized Energy [J] | Optimized Cost [$] | Building ID | Date | Fuel |  | Unprogrammed Heating Energy [GJ] | Unprogrammed Cost [$] | Optimized Energy [J] | Optimized Cost [$] | Building ID | Date | Fuel |  | Unprogrammed Heating Energy [GJ] | Unprogrammed Cost [$] | Optimized Energy [J] | Optimized Cost [$] | Building ID | Date | Fuel |  | Unprogrammed Heating Energy [GJ] | Unprogrammed Cost [$] | Optimized Energy [J] | Optimized Cost [$] | Building ID | Date | Fuel |  | Unprogrammed Heating Energy [GJ] | Unprogrammed Cost [$] | Optimized Energy [J] | Optimized Cost [$] | Building ID | Date | Fuel |  | Unprogrammed Heating Energy [GJ] | Unprogrammed Cost [$] | Optimized Energy [J] | Optimized Cost [$] | Building ID | Date | Fuel |  | Unprogrammed Heating Energy [GJ] | Unprogrammed Cost [$] | Optimized Energy [J] | Optimized Cost [$] | Building ID | Date | Fuel |  | Unprogrammed Heating Energy [GJ] | Unprogrammed Cost [$] | Optimized Energy [J] | Optimized Cost [$] | Building ID | Date | Fuel |  | Unprogrammed Heating Energy [GJ] | Unprogrammed Cost [$] | Optimized Energy [J] | Optimized Cost [$] | Building ID | Date | Fuel |  | Unprogrammed Heating Energy [GJ] | Unprogrammed Cost [$] | Optimized Energy [J] | Optimized Cost [$] | Building ID | Date | Fuel |  | Unprogrammed Heating Energy [GJ] | Unprogrammed Cost [$] | Optimized Energy [J] | Optimized Cost [$] | Building ID | Date | Fuel |  | Unprogrammed Heating Energy [GJ] | Unprogrammed Cost [$] | Optimized Energy [J] | Optimized Cost [$] | Building ID | Date | Fuel |  | Unprogrammed Heating Energy [GJ] | Unprogrammed Cost [$] | Optimized Energy [J] | Optimized Cost [$] | Building ID | Date | Fuel |  | Unprogrammed Heating Energy [GJ] | Unprogrammed Cost [$] | Optimized Energy [J] | Optimized Cost [$] | Building ID | Date | Fuel |  | Unprogrammed Heating Energy [GJ] | Unprogrammed Cost [$] | Optimized Energy [J] | Optimized Cost [$] | Building ID | Date | Fuel |  | Unprogrammed Heating Energy [GJ] | Unprogrammed Cost [$] | Optimized Energy [J] | Optimized Cost [$] | Building ID | Date | Fuel |  | Unprogrammed Heating Energy [GJ] | Unprogrammed Cost [$] | Optimized Energy [J] | Optimized Cost [$] | Building ID | Date | Fuel |  | Unprogrammed Heating Energy [GJ] | Unprogrammed Cost [$] | Optimized Energy [J] | Optimized Cost [$] | Building ID | Date | Fuel |  | Unprogrammed Heating Energy [GJ] | Unprogrammed Cost [$] | Optimized Energy [J] | Optimized Cost [$] | Building ID | Date | Fuel |  | Unprogrammed Heating Energy [GJ] | Unprogrammed Cost [$] | Optimized Energy [J] | Optimized Cost [$] | Building ID | Date | Fuel |  | Unprogrammed Heating Energy [GJ] | Unprogrammed Cost [$] | Optimized Energy [J] | Optimized Cost [$] | Building ID | Date | Fuel |  | Unprogrammed Heating Energy [GJ] | Unprogrammed Cost [$] | Optimized Energy [J] | Optimized Cost [$] | Building ID | Date | Fuel |  | Unprogrammed Heating Energy [GJ] | Unprogrammed Cost [$] | Optimized Energy [J] | Optimized Cost [$] | Building ID | Date | Fuel |  | Unprogrammed Heating Energy [GJ] | Unprogrammed Cost [$] | Optimized Energy [J] | Optimized Cost [$] | Building ID | Date | Fuel |  | Unprogrammed Heating Energy [GJ] | Unprogrammed Cost [$] | Optimized Energy [J] | Optimized Cost [$] | Building ID | Date | Fuel |  | Unprogrammed Heating Energy [GJ] | Unprogrammed Cost [$] | Optimized Energy [J] | Optimized Cost [$] | Building ID | Date | Fuel |  | Unprogrammed Heating Energy [GJ] | Unprogrammed Cost [$] | Optimized Energy [J] | Optimized Cost [$] | Building ID | Date | Fuel |  | Unprogrammed Heating Energy [GJ] | Unprogrammed Cost [$] | Optimized Energy [J] | Optimized Cost [$] | Building ID | Date | Fuel |  | Unprogrammed Heating Energy [GJ] | Unprogrammed Cost [$] | Optimized Energy [J] | Optimized Cost [$] | Building ID | Date | Fuel |  | Unprogrammed Heating Energy [GJ] | Unprogrammed Cost [$] | Optimized Energy [J] | Optimized Cost [$] | Building ID | Date | Fuel |  | Unprogrammed Heating Energy [GJ] | Unprogrammed Cost [$] | Optimized Energy [J] | Optimized Cost [$] | Building ID | Date | Fuel |  | Unprogrammed Heating Energy [GJ] | Unprogrammed Cost [$] | Optimized Energy [J] | Optimized Cost [$] | Building ID | Date | Fuel |  | Unprogrammed Heating Energy [GJ] | Unprogrammed Cost [$] | Optimized Energy [J] | Optimized Cost [$] | Building ID | Date | Fuel |  | Unprogrammed Heating Energy [GJ] | Unprogrammed Cost [$] | Optimized Energy [J] | Optimized Cost [$] | Building ID | Date | Fuel |  | Unprogrammed Heating Energy [GJ] | Unprogrammed Cost [$] | Optimized Energy [J] | Optimized Cost [$] | Building ID | Date | Fuel |  | Unprogrammed Heating Energy [GJ] | Unprogrammed Cost [$] | Optimized Energy [J] | Optimized Cost [$] | Building ID | Date | Fuel |  | Unprogrammed Heating Energy [GJ] | Unprogrammed Cost [$] | Optimized Energy [J] | Optimized Cost [$] | Building ID | Date | Fuel |  | Unprogrammed Heating Energy [GJ] | Unprogrammed Cost [$] | Optimized Energy [J] | Optimized Cost [$] | Building ID | Date | Fuel |  | Unprogrammed Heating Energy [GJ] | Unprogrammed Cost [$] | Optimized Energy [J] | Optimized Cost [$] | Building ID | Date | Fuel |  | Unprogrammed Heating Energy [GJ] | Unprogrammed Cost [$] | Optimized Energy [J] | Optimized Cost [$] | Building ID | Date | Fuel |  | Unprogrammed Heating Energy [GJ] | Unprogrammed Cost [$] | Optimized Energy [J] | Optimized Cost [$] | Building ID | Date | Fuel |  | Unprogrammed Heating Energy [GJ] | Unprogrammed Cost [$] | Optimized Energy [J] | Optimized Cost [$] | Building ID | Date | Fuel |  | Unprogrammed Heating Energy [GJ] | Unprogrammed Cost [$] | Optimized Energy [J] | Optimized Cost [$] | Building ID | Date | Fuel |  | Unprogrammed Heating Energy [GJ] | Unprogrammed Cost [$] | Optimized Energy [J] | Optimized Cost [$] | Building ID | Date | Fuel |  | Unprogrammed Heating Energy [GJ] | Unprogrammed Cost [$] | Optimized Energy [J] | Optimized Cost [$] | Building ID | Date | Fuel |  | Unprogrammed Heating Energy [GJ] | Unprogrammed Cost [$] | Optimized Energy [J] | Optimized Cost [$] | Building ID | Date | Fuel |  | Unprogrammed Heating Energy [GJ] | Unprogrammed Cost [$] | Optimized Energy [J] | Optimized Cost [$] | Building ID | Date | Fuel |  | Unprogrammed Heating Energy [GJ] | Unprogrammed Cost [$] | Optimized Energy [J] | Optimized Cost [$] | Building ID | Date | Fuel |  | Unprogrammed Heating Energy [GJ] | Unprogrammed Cost [$] | Optimized Energy [J] | Optimized Cost [$] | Building ID | Date | Fuel |  | Unprogrammed Heating Energy [GJ] | Unprogrammed Cost [$] | Optimized Energy [J] | Optimized Cost [$] | Building ID | Date | Fuel |  | Unprogrammed Heating Energy [GJ] | Unprogrammed Cost [$] | Optimized Energy [J] | Optimized Cost [$] | Building ID | Date | Fuel |  | Unprogrammed Heating Energy [GJ] | Unprogrammed Cost [$] | Optimized Energy [J] | Optimized Cost [$] | Building ID | Date | Fuel |  | Unprogrammed Heating Energy [GJ] | Unprogrammed Cost [$] | Optimized Energy [J] | Optimized Cost [$] | Building ID | Date | Fuel |  | Unprogrammed Heating Energy [GJ] | Unprogrammed Cost [$] | Optimized Energy [J] | Optimized Cost [$] | Building ID | Date | Fuel |  | Unprogrammed Heating Energy [GJ] | Unprogrammed Cost [$] | Optimized Energy [J] | Optimized Cost [$] | Building ID | Date | Fuel |  | Unprogrammed Heating Energy [GJ] | Unprogrammed Cost [$] | Optimized Energy [J] | Optimized Cost [$] | Building ID | Date | Fuel |  | Unprogrammed Heating Energy [GJ] | Unprogrammed Cost [$] | Optimized Energy [J] | Optimized Cost [$] | Building ID | Date | Fuel |  | Unprogrammed Heating Energy [GJ] | Unprogrammed Cost [$] | Optimized Energy [J] | Optimized Cost [$] | Building ID | Date | Fuel |  | Unprogrammed Heating Energy [GJ] | Unprogrammed Cost [$] | Optimized Energy [J] | Optimized Cost [$] | Building ID | Date | Fuel |  | Unprogrammed Heating Energy [GJ] | Unprogrammed Cost [$] | Optimized Energy [J] | Optimized Cost [$] | Building ID | Date | Fuel |  | Unprogrammed Heating Energy [GJ] | Unprogrammed Cost [$] | Optimized Energy [J] | Optimized Cost [$] | Building ID | Date | Fuel |  | Unprogrammed Heating Energy [GJ] | Unprogrammed Cost [$] | Optimized Energy [J] | Optimized Cost [$] | Building ID | Date | Fuel |  | Unprogrammed Heating Energy [GJ] | Unprogrammed Cost [$] | Optimized Energy [J] | Optimized Cost [$] | Building ID | Date | Fuel |  | Unprogrammed Heating Energy [GJ] | Unprogrammed Cost [$] | Optimized Energy [J] | Optimized Cost [$] | Building ID | Date | Fuel |  | Unprogrammed Heating Energy [GJ] | Unprogrammed Cost [$] | Optimized Energy [J] | Optimized Cost [$] | Building ID | Date | Fuel |  | Unprogrammed Heating Energy [GJ] | Unprogrammed Cost [$] | Optimized Energy [J] | Optimized Cost [$] | Building ID | Date | Fuel |  | Unprogrammed Heating Energy [GJ] | Unprogrammed Cost [$] | Optimized Energy [J] | Optimized Cost [$] | Building ID | Date | Fuel |  | Unprogrammed Heating Energy [GJ] | Unprogrammed Cost [$] | Optimized Energy [J] | Optimized Cost [$] | Building ID | Date | Fuel |  | Unprogrammed Heating Energy [GJ] | Unprogrammed Cost [$] | Optimized Energy [J] | Optimized Cost [$] | Building ID | Date | Fuel |  | Unprogrammed Heating Energy [GJ] | Unprogrammed Cost [$] | Optimized Energy [J] | Optimized Cost [$] | Building ID | Date | Fuel |  | Unprogrammed Heating Energy [GJ] | Unprogrammed Cost [$] | Optimized Energy [J] | Optimized Cost [$] | Building ID | Date | Fuel |  | Unprogrammed Heating Energy [GJ] | Unprogrammed Cost [$] | Optimized Energy [J] | Optimized Cost [$] | Building ID | Date | Fuel |  | Unprogrammed Heating Energy [GJ] | Unprogrammed Cost [$] | Optimized Energy [J] | Optimized Cost [$] | Building ID | Date | Fuel |  | Unprogrammed Heating Energy [GJ] | Unprogrammed Cost [$] | Optimized Energy [J] | Optimized Cost [$] | Building ID | Date | Fuel |  | Unprogrammed Heating Energy [GJ] | Unprogrammed Cost [$] | Optimized Energy [J] | Optimized Cost [$] | Building ID | Date | Fuel |  | Unprogrammed Heating Energy [GJ] | Unprogrammed Cost [$] | Optimized Energy [J] | Optimized Cost [$] | Building ID | Date | Fuel |  | Unprogrammed Heating Energy [GJ] | Unprogrammed Cost [$] | Optimized Energy [J] | Optimized Cost [$] | Building ID | Date | Fuel |  | Unprogrammed Heating Energy [GJ] | Unprogrammed Cost [$] | Optimized Energy [J] | Optimized Cost [$] | Building ID | Date | Fuel |  | Unprogrammed Heating Energy [GJ] | Unprogrammed Cost [$] | Optimized Energy [J] | Optimized Cost [$] | Building ID | Date | Fuel |  | Unprogrammed Heating Energy [GJ] | Unprogrammed Cost [$] | Optimized Energy [J] | Optimized Cost [$] | Building ID | Date | Fuel |  | Unprogrammed Heating Energy [GJ] | Unprogrammed Cost [$] | Optimized Energy [J] | Optimized Cost [$] | Building ID | Date | Fuel |  | Unprogrammed Heating Energy [GJ] | Unprogrammed Cost [$] | Optimized Energy [J] | Optimized Cost [$] | Building ID | Date | Fuel |  | Unprogrammed Heating Energy [GJ] | Unprogrammed Cost [$] | Optimized Energy [J] | Optimized Cost [$] | Building ID | Date | Fuel |  | Unprogrammed Heating Energy [GJ] | Unprogrammed Cost [$] | Optimized Energy [J] | Optimized Cost [$] | Building ID | Date | Fuel |  | Unprogrammed Heating Energy [GJ] | Unprogrammed Cost [$] | Optimized Energy [J] | Optimized Cost [$] | Building ID | Date | Fuel |  | Unprogrammed Heating Energy [GJ] | Unprogrammed Cost [$] | Optimized Energy [J] | Optimized Cost [$] | Building ID | Date | Fuel |  | Unprogrammed Heating Energy [GJ] | Unprogrammed Cost [$] | Optimized Energy [J] | Optimized Cost [$] | Building ID | Date | Fuel |  | Unprogrammed Heating Energy [GJ] | Unprogrammed Cost [$] | Optimized Energy [J] | Optimized Cost [$] | Building ID | Date | Fuel |  | Unprogrammed Heating Energy [GJ] | Unprogrammed Cost [$] | Optimized Energy [J] | Optimized Cost [$] | Building ID | Date | Fuel |  | Unprogrammed Heating Energy [GJ] | Unprogrammed Cost [$] | Optimized Energy [J] | Optimized Cost [$] | Building ID | Date | Fuel |  | Unprogrammed Heating Energy [GJ] | Unprogrammed Cost [$] | Optimized Energy [J] | Optimized Cost [$] | Building ID | Date | Fuel |  | Unprogrammed Heating Energy [GJ] | Unprogrammed Cost [$] | Optimized Energy [J] | Optimized Cost [$] | Building ID | Date | Fuel |  | Unprogrammed Heating Energy [GJ] | Unprogrammed Cost [$] | Optimized Energy [J] | Optimized Cost [$] | Building ID | Date | Fuel |  | Unprogrammed Heating Energy [GJ] | Unprogrammed Cost [$] | Optimized Energy [J] | Optimized Cost [$] | Building ID | Date | Fuel |  | Unprogrammed Heating Energy [GJ] | Unprogrammed Cost [$] | Optimized Energy [J] | Optimized Cost [$] | Building ID | Date | Fuel |  | Unprogrammed Heating Energy [GJ] | Unprogrammed Cost [$] | Optimized Energy [J] | Optimized Cost [$] | Building ID | Date | Fuel |  | Unprogrammed Heating Energy [GJ] | Unprogrammed Cost [$] | Optimized Energy [J] | Optimized Cost [$] | Building ID | Date | Fuel |  | Unprogrammed Heating Energy [GJ] | Unprogrammed Cost [$] | Optimized Energy [J] | Optimized Cost [$] | Building ID | Date | Fuel |  | Unprogrammed Heating Energy [GJ] | Unprogrammed Cost [$] | Optimized Energy [J] | Optimized Cost [$] | Building ID | Date | Fuel |  | Unprogrammed Heating Energy [GJ] | Unprogrammed Cost [$] | Optimized Energy [J] | Optimized Cost [$] | Building ID | Date | Fuel |  | Unprogrammed Heating Energy [GJ] | Unprogrammed Cost [$] | Optimized Energy [J] | Optimized Cost [$] | Building ID | Date | Fuel |  | Unprogrammed Heating Energy [GJ] | Unprogrammed Cost [$] | Optimized Energy [J] | Optimized Cost [$] | Building ID | Date | Fuel |  | Unprogrammed Heating Energy [GJ] | Unprogrammed Cost [$] | Optimized Energy [J] | Optimized Cost [$] | Building ID | Date | Fuel |  | Unprogrammed Heating Energy [GJ] | Unprogrammed Cost [$] | Optimized Energy [J] | Optimized Cost [$] | Building ID | Date | Fuel |  | Unprogrammed Heating Energy [GJ] | Unprogrammed Cost [$] | Optimized Energy [J] | Optimized Cost [$] | Building ID | Date | Fuel |  | Unprogrammed Heating Energy [GJ] | Unprogrammed Cost [$] | Optimized Energy [J] | Optimized Cost [$] | Building ID | Date | Fuel |  | Unprogrammed Heating Energy [GJ] | Unprogrammed Cost [$] | Optimized Energy [J] | Optimized Cost [$] | Building ID | Date | Fuel |  | Unprogrammed Heating Energy [GJ] | Unprogrammed Cost [$] | Optimized Energy [J] | Optimized Cost [$] | Building ID | Date | Fuel |  | Unprogrammed Heating Energy [GJ] | Unprogrammed Cost [$] | Optimized Energy [J] | Optimized Cost [$] | Building ID | Date | Fuel |  | Unprogrammed Heating Energy [GJ] | Unprogrammed Cost [$] | Optimized Energy [J] | Optimized Cost [$] | Building ID | Date | Fuel |  | Unprogrammed Heating Energy [GJ] | Unprogrammed Cost [$] | Optimized Energy [J] | Optimized Cost [$] | Building ID | Date | Fuel |  | Unprogrammed Heating Energy [GJ] | Unprogrammed Cost [$] | Optimized Energy [J] | Optimized Cost [$] | Building ID | Date | Fuel |  | Unprogrammed Heating Energy [GJ] | Unprogrammed Cost [$] | Optimized Energy [J] | Optimized Cost [$] | Building ID | Date | Fuel |  | Unprogrammed Heating Energy [GJ] | Unprogrammed Cost [$] | Optimized Energy [J] | Optimized Cost [$] | Building ID | Date | Fuel |  | Unprogrammed Heating Energy [GJ] | Unprogrammed Cost [$] | Optimized Energy [J] | Optimized Cost [$] | Building ID | Date | Fuel |  | Unprogrammed Heating Energy [GJ] | Unprogrammed Cost [$] | Optimized Energy [J] | Optimized Cost [$] | Building ID | Date | Fuel |  | Unprogrammed Heating Energy [GJ] | Unprogrammed Cost [$] | Optimized Energy [J] | Optimized Cost [$] | Building ID | Date | Fuel |  | Unprogrammed Heating Energy [GJ] | Unprogrammed Cost [$] | Optimized Energy [J] | Optimized Cost [$] | Building ID | Date | Fuel |  | Unprogrammed Heating Energy [GJ] | Unprogrammed Cost [$] | Optimized Energy [J] | Optimized Cost [$] | Building ID | Date | Fuel |  | Unprogrammed Heating Energy [GJ] | Unprogrammed Cost [$] | Optimized Energy [J] | Optimized Cost [$] | Building ID | Date | Fuel |  | Unprogrammed Heating Energy [GJ] | Unprogrammed Cost [$] | Optimized Energy [J] | Optimized Cost [$] | Building ID | Date | Fuel |  | Unprogrammed Heating Energy [GJ] | Unprogrammed Cost [$] | Optimized Energy [J] | Optimized Cost [$] | Building ID | Date | Fuel |  | Unprogrammed Heating Energy [GJ] | Unprogrammed Cost [$] | Optimized Energy [J] | Optimized Cost [$] | Building ID | Date | Fuel |  | Unprogrammed Heating Energy [GJ] | Unprogrammed Cost [$] | Optimized Energy [J] | Optimized Cost [$] | Building ID | Date | Fuel |  | Unprogrammed Heating Energy [GJ] | Unprogrammed Cost [$] | Optimized Energy [J] | Optimized Cost [$] | Building ID | Date | Fuel |  | Unprogrammed Heating Energy [GJ] | Unprogrammed Cost [$] | Optimized Energy [J] | Optimized Cost [$] | Building ID | Date | Fuel |  | Unprogrammed Heating Energy [GJ] | Unprogrammed Cost [$] | Optimized Energy [J] | Optimized Cost [$] | Building ID | Date | Fuel |  | Unprogrammed Heating Energy [GJ] | Unprogrammed Cost [$] | Optimized Energy [J] | Optimized Cost [$] | Building ID | Date | Fuel |  | Unprogrammed Heating Energy [GJ] | Unprogrammed Cost [$] | Optimized Energy [J] | Optimized Cost [$] | Building ID | Date | Fuel |  | Unprogrammed Heating Energy [GJ] | Unprogrammed Cost [$] | Optimized Energy [J] | Optimized Cost [$] | Building ID | Date | Fuel |  | Unprogrammed Heating Energy [GJ] | Unprogrammed Cost [$] | Optimized Energy [J] | Optimized Cost [$] | Building ID | Date | Fuel |  | Unprogrammed Heating Energy [GJ] | Unprogrammed Cost [$] | Optimized Energy [J] | Optimized Cost [$] | Building ID | Date | Fuel |  | Unprogrammed Heating Energy [GJ] | Unprogrammed Cost [$] | Optimized Energy [J] | Optimized Cost [$] | Building ID | Date | Fuel |  | Unprogrammed Heating Energy [GJ] | Unprogrammed Cost [$] | Optimized Energy [J] | Optimized Cost [$] | Building ID | Date | Fuel |  | Unprogrammed Heating Energy [GJ] | Unprogrammed Cost [$] | Optimized Energy [J] | Optimized Cost [$] | Building ID | Date | Fuel |  | Unprogrammed Heating Energy [GJ] | Unprogrammed Cost [$] | Optimized Energy [J] | Optimized Cost [$] | Building ID | Date | Fuel |  | Unprogrammed Heating Energy [GJ] | Unprogrammed Cost [$] | Optimized Energy [J] | Optimized Cost [$] | Building ID | Date | Fuel |  | Unprogrammed Heating Energy [GJ] | Unprogrammed Cost [$] | Optimized Energy [J] | Optimized Cost [$] | Building ID | Date | Fuel |  | Unprogrammed Heating Energy [GJ] | Unprogrammed Cost [$] | Optimized Energy [J] | Optimized Cost [$] | Building ID | Date | Fuel |  | Unprogrammed Heating Energy [GJ] | Unprogrammed Cost [$] | Optimized Energy [J] | Optimized Cost [$] | Building ID | Date | Fuel |  | Unprogrammed Heating Energy [GJ] | Unprogrammed Cost [$] | Optimized Energy [J] | Optimized Cost [$] | Building ID | Date | Fuel |  | Unprogrammed Heating Energy [GJ] | Unprogrammed Cost [$] | Optimized Energy [J] | Optimized Cost [$] | Building ID | Date | Fuel |  | Unprogrammed Heating Energy [GJ] | Unprogrammed Cost [$] | Optimized Energy [J] | Optimized Cost [$] | Building ID | Date | Fuel |  | Unprogrammed Heating Energy [GJ] | Unprogrammed Cost [$] | Optimized Energy [J] | Optimized Cost [$] | Building ID | Date | Fuel |  | Unprogrammed Heating Energy [GJ] | Unprogrammed Cost [$] | Optimized Energy [J] | Optimized Cost [$] | Building ID | Date | Fuel |  | Unprogrammed Heating Energy [GJ] | Unprogrammed Cost [$] | Optimized Energy [J] | Optimized Cost [$] | Building ID | Date | Fuel |  | Unprogrammed Heating Energy [GJ] | Unprogrammed Cost [$] | Optimized Energy [J] | Optimized Cost [$] | Building ID | Date | Fuel |  | Unprogrammed Heating Energy [GJ] | Unprogrammed Cost [$] | Optimized Energy [J] | Optimized Cost [$] | Building ID | Date | Fuel |  | Unprogrammed Heating Energy [GJ] | Unprogrammed Cost [$] | Optimized Energy [J] | Optimized Cost [$] | Building ID | Date | Fuel |  | Unprogrammed Heating Energy [GJ] | Unprogrammed Cost [$] | Optimized Energy [J] | Optimized Cost [$] | Building ID | Date | Fuel |  | Unprogrammed Heating Energy [GJ] | Unprogrammed Cost [$] | Optimized Energy [J] | Optimized Cost [$] | Building ID | Date | Fuel |  | Unprogrammed Heating Energy [GJ] | Unprogrammed Cost [$] | Optimized Energy [J] | Optimized Cost [$] | Building ID | Date | Fuel |  | Unprogrammed Heating Energy [GJ] | Unprogrammed Cost [$] | Optimized Energy [J] | Optimized Cost [$] | Building ID | Date | Fuel |  | Unprogrammed Heating Energy [GJ] | Unprogrammed Cost [$] | Optimized Energy [J] | Optimized Cost [$] | Building ID | Date | Fuel |  | Unprogrammed Heating Energy [GJ] | Unprogrammed Cost [$] | Optimized Energy [J] | Optimized Cost [$] | Building ID | Date | Fuel |  | Unprogrammed Heating Energy [GJ] | Unprogrammed Cost [$] | Optimized Energy [J] | Optimized Cost [$] | Building ID | Date | Fuel |  | Unprogrammed Heating Energy [GJ] | Unprogrammed Cost [$] | Optimized Energy [J] | Optimized Cost [$] | Building ID | Date | Fuel |  | Unprogrammed Heating Energy [GJ] | Unprogrammed Cost [$] | Optimized Energy [J] | Optimized Cost [$] | Building ID | Date | Fuel |  | Unprogrammed Heating Energy [GJ] | Unprogrammed Cost [$] | Optimized Energy [J] | Optimized Cost [$] | Building ID | Date | Fuel |  | Unprogrammed Heating Energy [GJ] | Unprogrammed Cost [$] | Optimized Energy [J] | Optimized Cost [$] | Building ID | Date | Fuel |  | Unprogrammed Heating Energy [GJ] | Unprogrammed Cost [$] | Optimized Energy [J] | Optimized Cost [$] | Building ID | Date | Fuel |  | Unprogrammed Heating Energy [GJ] | Unprogrammed Cost [$] | Optimized Energy [J] | Optimized Cost [$] | Building ID | Date | Fuel |  | Unprogrammed Heating Energy [GJ] | Unprogrammed Cost [$] | Optimized Energy [J] | Optimized Cost [$] | Building ID | Date | Fuel |  | Unprogrammed Heating Energy [GJ] | Unprogrammed Cost [$] | Optimized Energy [J] | Optimized Cost [$] | Building ID | Date | Fuel |  | Unprogrammed Heating Energy [GJ] | Unprogrammed Cost [$] | Optimized Energy [J] | Optimized Cost [$] | Building ID | Date | Fuel |  | Unprogrammed Heating Energy [GJ] | Unprogrammed Cost [$] | Optimized Energy [J] | Optimized Cost [$] | Building ID | Date | Fuel |  | Unprogrammed Heating Energy [GJ] | Unprogrammed Cost [$] | Optimized Energy [J] | Optimized Cost [$] | Building ID | Date | Fuel |  | Unprogrammed Heating Energy [GJ] | Unprogrammed Cost [$] | Optimized Energy [J] | Optimized Cost [$] | Building ID | Date | Fuel |  | Unprogrammed Heating Energy [GJ] | Unprogrammed Cost [$] | Optimized Energy [J] | Optimized Cost [$] | Building ID | Date | Fuel |  | Unprogrammed Heating Energy [GJ] | Unprogrammed Cost [$] | Optimized Energy [J] | Optimized Cost [$] | Building ID | Date | Fuel |  | Unprogrammed Heating Energy [GJ] | Unprogrammed Cost [$] | Optimized Energy [J] | Optimized Cost [$] | Building ID | Date | Fuel |  | Unprogrammed Heating Energy [GJ] | Unprogrammed Cost [$] | Optimized Energy [J] | Optimized Cost [$] | Building ID | Date | Fuel |  | Unprogrammed Heating Energy [GJ] | Unprogrammed Cost [$] | Optimized Energy [J] | Optimized Cost [$] | Building ID | Date | Fuel |  | Unprogrammed Heating Energy [GJ] | Unprogrammed Cost [$] | Optimized Energy [J] | Optimized Cost [$] | Building ID | Date | Fuel |  | Unprogrammed Heating Energy [GJ] | Unprogrammed Cost [$] | Optimized Energy [J] | Optimized Cost [$] | Building ID | Date | Fuel |  | Unprogrammed Heating Energy [GJ] | Unprogrammed Cost [$] | Optimized Energy [J] | Optimized Cost [$] | Building ID | Date | Fuel |  | Unprogrammed Heating Energy [GJ] | Unprogrammed Cost [$] | Optimized Energy [J] | Optimized Cost [$] | Building ID | Date | Fuel |  | Unprogrammed Heating Energy [GJ] | Unprogrammed Cost [$] | Optimized Energy [J] | Optimized Cost [$] | Building ID | Date | Fuel |  | Unprogrammed Heating Energy [GJ] | Unprogrammed Cost [$] | Optimized Energy [J] | Optimized Cost [$] | Building ID | Date | Fuel |  | Unprogrammed Heating Energy [GJ] | Unprogrammed Cost [$] | Optimized Energy [J] | Optimized Cost [$] | Building ID | Date | Fuel |  | Unprogrammed Heating Energy [GJ] | Unprogrammed Cost [$] | Optimized Energy [J] | Optimized Cost [$] | Building ID | Date | Fuel |  | Unprogrammed Heating Energy [GJ] | Unprogrammed Cost [$] | Optimized Energy [J] | Optimized Cost [$] | Building ID | Date | Fuel |  | Unprogrammed Heating Energy [GJ] | Unprogrammed Cost [$] | Optimized Energy [J] | Optimized Cost [$] | Building ID | Date | Fuel |  | Unprogrammed Heating Energy [GJ] | Unprogrammed Cost [$] | Optimized Energy [J] | Optimized Cost [$] | Building ID | Date | Fuel |  | Unprogrammed Heating Energy [GJ] | Unprogrammed Cost [$] | Optimized Energy [J] | Optimized Cost [$] | Building ID | Date | Fuel |  | Unprogrammed Heating Energy [GJ] | Unprogrammed Cost [$] | Optimized Energy [J] | Optimized Cost [$] | Building ID | Date | Fuel |  | Unprogrammed Heating Energy [GJ] | Unprogrammed Cost [$] | Optimized Energy [J] | Optimized Cost [$] | Building ID | Date | Fuel |  | Unprogrammed Heating Energy [GJ] | Unprogrammed Cost [$] | Optimized Energy [J] | Optimized Cost [$] | Building ID | Date | Fuel |  | Unprogrammed Heating Energy [GJ] | Unprogrammed Cost [$] | Optimized Energy [J] | Optimized Cost [$] | Building ID | Date | Fuel |  | Unprogrammed Heating Energy [GJ] | Unprogrammed Cost [$] | Optimized Energy [J] | Optimized Cost [$] | Building ID | Date | Fuel |  | Unprogrammed Heating Energy [GJ] | Unprogrammed Cost [$] | Optimized Energy [J] | Optimized Cost [$] | Building ID | Date | Fuel |  | Unprogrammed Heating Energy [GJ] | Unprogrammed Cost [$] | Optimized Energy [J] | Optimized Cost [$] | Building ID | Date | Fuel |  | Unprogrammed Heating Energy [GJ] | Unprogrammed Cost [$] | Optimized Energy [J] | Optimized Cost [$] | Building ID | Date | Fuel |  | Unprogrammed Heating Energy [GJ] | Unprogrammed Cost [$] | Optimized Energy [J] | Optimized Cost [$] | Building ID | Date | Fuel |  | Unprogrammed Heating Energy [GJ] | Unprogrammed Cost [$] | Optimized Energy [J] | Optimized Cost [$] | Building ID | Date | Fuel |  | Unprogrammed Heating Energy [GJ] | Unprogrammed Cost [$] | Optimized Energy [J] | Optimized Cost [$] | Building ID | Date | Fuel |  | Unprogrammed Heating Energy [GJ] | Unprogrammed Cost [$] | Optimized Energy [J] | Optimized Cost [$] | Building ID | Date | Fuel |  | Unprogrammed Heating Energy [GJ] | Unprogrammed Cost [$] | Optimized Energy [J] | Optimized Cost [$] | Building ID | Date | Fuel |  | Unprogrammed Heating Energy [GJ] | Unprogrammed Cost [$] | Optimized Energy [J] | Optimized Cost [$] | Building ID | Date | Fuel |  | Unprogrammed Heating Energy [GJ] | Unprogrammed Cost [$] | Optimized Energy [J] | Optimized Cost [$] | Building ID | Date | Fuel |  | Unprogrammed Heating Energy [GJ] | Unprogrammed Cost [$] | Optimized Energy [J] | Optimized Cost [$] | Building ID | Date | Fuel |  | Unprogrammed Heating Energy [GJ] | Unprogrammed Cost [$] | Optimized Energy [J] | Optimized Cost [$] | Building ID | Date | Fuel |  | Unprogrammed Heating Energy [GJ] | Unprogrammed Cost [$] | Optimized Energy [J] | Optimized Cost [$] | Building ID | Date | Fuel |  | Unprogrammed Heating Energy [GJ] | Unprogrammed Cost [$] | Optimized Energy [J] | Optimized Cost [$] | Building ID | Date | Fuel |  | Unprogrammed Heating Energy [GJ] | Unprogrammed Cost [$] | Optimized Energy [J] | Optimized Cost [$] | Building ID | Date | Fuel |  | Unprogrammed Heating Energy [GJ] | Unprogrammed Cost [$] | Optimized Energy [J] | Optimized Cost [$] | Building ID | Date | Fuel |  | Unprogrammed Heating Energy [GJ] | Unprogrammed Cost [$] | Optimized Energy [J] | Optimized Cost [$] | Building ID | Date | Fuel |  | Unprogrammed Heating Energy [GJ] | Unprogrammed Cost [$] | Optimized Energy [J] | Optimized Cost [$] | Building ID | Date | Fuel |  | Unprogrammed Heating Energy [GJ] | Unprogrammed Cost [$] | Optimized Energy [J] | Optimized Cost [$] | Building ID | Date | Fuel |  | Unprogrammed Heating Energy [GJ] | Unprogrammed Cost [$] | Optimized Energy [J] | Optimized Cost [$] | Building ID | Date | Fuel |  | Unprogrammed Heating Energy [GJ] | Unprogrammed Cost [$] | Optimized Energy [J] | Optimized Cost [$] | Building ID | Date | Fuel |  | Unprogrammed Heating Energy [GJ] | Unprogrammed Cost [$] | Optimized Energy [J] | Optimized Cost [$] | Building ID | Date | Fuel |  | Unprogrammed Heating Energy [GJ] | Unprogrammed Cost [$] | Optimized Energy [J] | Optimized Cost [$] | Building ID | Date | Fuel |  | Unprogrammed Heating Energy [GJ] | Unprogrammed Cost [$] | Optimized Energy [J] | Optimized Cost [$] | Building ID | Date | Fuel |  | Unprogrammed Heating Energy [GJ] | Unprogrammed Cost [$] | Optimized Energy [J] | Optimized Cost [$] | Building ID | Date | Fuel |  | Unprogrammed Heating Energy [GJ] | Unprogrammed Cost [$] | Optimized Energy [J] | Optimized Cost [$] | Building ID | Date | Fuel |  | Unprogrammed Heating Energy [GJ] | Unprogrammed Cost [$] | Optimized Energy [J] | Optimized Cost [$] | Building ID | Date | Fuel |  | Unprogrammed Heating Energy [GJ] | Unprogrammed Cost [$] | Optimized Energy [J] | Optimized Cost [$] | Building ID | Date | Fuel |  | Unprogrammed Heating Energy [GJ] | Unprogrammed Cost [$] | Optimized Energy [J] | Optimized Cost [$] | Building ID | Date | Fuel |  | Unprogrammed Heating Energy [GJ] | Unprogrammed Cost [$] | Optimized Energy [J] | Optimized Cost [$] | Building ID | Date | Fuel |  | Unprogrammed Heating Energy [GJ] | Unprogrammed Cost [$] | Optimized Energy [J] | Optimized Cost [$] | Building ID | Date | Fuel |  | Unprogrammed Heating Energy [GJ] | Unprogrammed Cost [$] | Optimized Energy [J] | Optimized Cost [$] | Building ID | Date | Fuel |  | Unprogrammed Heating Energy [GJ] | Unprogrammed Cost [$] | Optimized Energy [J] | Optimized Cost [$] | Building ID | Date | Fuel |  | Unprogrammed Heating Energy [GJ] | Unprogrammed Cost [$] | Optimized Energy [J] | Optimized Cost [$] | Building ID | Date | Fuel |  | Unprogrammed Heating Energy [GJ] | Unprogrammed Cost [$] | Optimized Energy [J] | Optimized Cost [$] | Building ID | Date | Fuel |  | Unprogrammed Heating Energy [GJ] | Unprogrammed Cost [$] | Optimized Energy [J] | Optimized Cost [$] | Building ID | Date | Fuel |  | Unprogrammed Heating Energy [GJ] | Unprogrammed Cost [$] | Optimized Energy [J] | Optimized Cost [$] | Building ID | Date | Fuel |  | Unprogrammed Heating Energy [GJ] | Unprogrammed Cost [$] | Optimized Energy [J] | Optimized Cost [$] | Building ID | Date | Fuel |  | Unprogrammed Heating Energy [GJ] | Unprogrammed Cost [$] | Optimized Energy [J] | Optimized Cost [$] | Building ID | Date | Fuel |  | Unprogrammed Heating Energy [GJ] | Unprogrammed Cost [$] | Optimized Energy [J] | Optimized Cost [$] | Building ID | Date | Fuel |  | Unprogrammed Heating Energy [GJ] | Unprogrammed Cost [$] | Optimized Energy [J] | Optimized Cost [$] | Building ID | Date | Fuel |  | Unprogrammed Heating Energy [GJ] | Unprogrammed Cost [$] | Optimized Energy [J] | Optimized Cost [$] | Building ID | Date | Fuel |  | Unprogrammed Heating Energy [GJ] | Unprogrammed Cost [$] | Optimized Energy [J] | Optimized Cost [$] | Building ID | Date | Fuel |  | Unprogrammed Heating Energy [GJ] | Unprogrammed Cost [$] | Optimized Energy [J] | Optimized Cost [$] | Building ID | Date | Fuel |  | Unprogrammed Heating Energy [GJ] | Unprogrammed Cost [$] | Optimized Energy [J] | Optimized Cost [$] | Building ID | Date | Fuel |  | Unprogrammed Heating Energy [GJ] | Unprogrammed Cost [$] | Optimized Energy [J] | Optimized Cost [$] | Building ID | Date | Fuel |  | Unprogrammed Heating Energy [GJ] | Unprogrammed Cost [$] | Optimized Energy [J] | Optimized Cost [$] | Building ID | Date | Fuel |  | Unprogrammed Heating Energy [GJ] | Unprogrammed Cost [$] | Optimized Energy [J] | Optimized Cost [$] | Building ID | Date | Fuel |  | Unprogrammed Heating Energy [GJ] | Unprogrammed Cost [$] | Optimized Energy [J] | Optimized Cost [$] | Building ID | Date | Fuel |  | Unprogrammed Heating Energy [GJ] | Unprogrammed Cost [$] | Optimized Energy [J] | Optimized Cost [$] | Building ID | Date | Fuel |  | Unprogrammed Heating Energy [GJ] | Unprogrammed Cost [$] | Optimized Energy [J] | Optimized Cost [$] | Building ID | Date | Fuel |  | Unprogrammed Heating Energy [GJ] | Unprogrammed Cost [$] | Optimized Energy [J] | Optimized Cost [$] | Building ID | Date | Fuel |  | Unprogrammed Heating Energy [GJ] | Unprogrammed Cost [$] | Optimized Energy [J] | Optimized Cost [$] | Building ID | Date | Fuel |  | Unprogrammed Heating Energy [GJ] | Unprogrammed Cost [$] | Optimized Energy [J] | Optimized Cost [$] | Building ID | Date | Fuel |  | Unprogrammed Heating Energy [GJ] | Unprogrammed Cost [$] | Optimized Energy [J] | Optimized Cost [$] | Building ID | Date | Fuel |  | Unprogrammed Heating Energy [GJ] | Unprogrammed Cost [$] | Optimized Energy [J] | Optimized Cost [$] | Building ID | Date | Fuel |  | Unprogrammed Heating Energy [GJ] | Unprogrammed Cost [$] | Optimized Energy [J] | Optimized Cost [$] | Building ID | Date | Fuel |  | Unprogrammed Heating Energy [GJ] | Unprogrammed Cost [$] | Optimized Energy [J] | Optimized Cost [$] | Building ID | Date | Fuel |  | Unprogrammed Heating Energy [GJ] | Unprogrammed Cost [$] | Optimized Energy [J] | Optimized Cost [$] | Building ID | Date | Fuel |  | Unprogrammed Heating Energy [GJ] | Unprogrammed Cost [$] | Optimized Energy [J] | Optimized Cost [$] | Building ID | Date | Fuel |  | Unprogrammed Heating Energy [GJ] | Unprogrammed Cost [$] | Optimized Energy [J] | Optimized Cost [$] | Building ID | Date | Fuel |  | Unprogrammed Heating Energy [GJ] | Unprogrammed Cost [$] | Optimized Energy [J] | Optimized Cost [$] | Building ID | Date | Fuel |  | Unprogrammed Heating Energy [GJ] | Unprogrammed Cost [$] | Optimized Energy [J] | Optimized Cost [$] | Building ID | Date | Fuel |  | Unprogrammed Heating Energy [GJ] | Unprogrammed Cost [$] | Optimized Energy [J] | Optimized Cost [$] | Building ID | Date | Fuel |  | Unprogrammed Heating Energy [GJ] | Unprogrammed Cost [$] | Optimized Energy [J] | Optimized Cost [$] | Building ID | Date | Fuel |  | Unprogrammed Heating Energy [GJ] | Unprogrammed Cost [$] | Optimized Energy [J] | Optimized Cost [$] | Building ID | Date | Fuel |  | Unprogrammed Heating Energy [GJ] | Unprogrammed Cost [$] | Optimized Energy [J] | Optimized Cost [$] | Building ID | Date | Fuel |  | Unprogrammed Heating Energy [GJ] | Unprogrammed Cost [$] | Optimized Energy [J] | Optimized Cost [$] | Building ID | Date | Fuel |  | Unprogrammed Heating Energy [GJ] | Unprogrammed Cost [$] | Optimized Energy [J] | Optimized Cost [$] | Building ID | Date | Fuel |  | Unprogrammed Heating Energy [GJ] | Unprogrammed Cost [$] | Optimized Energy [J] | Optimized Cost [$] | Building ID | Date | Fuel |  | Unprogrammed Heating Energy [GJ] | Unprogrammed Cost [$] | Optimized Energy [J] | Optimized Cost [$] | Building ID | Date | Fuel |  | Unprogrammed Heating Energy [GJ] | Unprogrammed Cost [$] | Optimized Energy [J] | Optimized Cost [$] | Building ID | Date | Fuel |  | Unprogrammed Heating Energy [GJ] | Unprogrammed Cost [$] | Optimized Energy [J] | Optimized Cost [$] | Building ID | Date | Fuel |  | Unprogrammed Heating Energy [GJ] | Unprogrammed Cost [$] | Optimized Energy [J] | Optimized Cost [$] | Building ID | Date | Fuel |  | Unprogrammed Heating Energy [GJ] | Unprogrammed Cost [$] | Optimized Energy [J] | Optimized Cost [$] | Building ID | Date | Fuel |  | Unprogrammed Heating Energy [GJ] | Unprogrammed Cost [$] | Optimized Energy [J] | Optimized Cost [$] | Building ID | Date | Fuel |  | Unprogrammed Heating Energy [GJ] | Unprogrammed Cost [$] | Optimized Energy [J] | Optimized Cost [$] | Building ID | Date | Fuel |  | Unprogrammed Heating Energy [GJ] | Unprogrammed Cost [$] | Optimized Energy [J] | Optimized Cost [$] | Building ID | Date | Fuel |  | Unprogrammed Heating Energy [GJ] | Unprogrammed Cost [$] | Optimized Energy [J] | Optimized Cost [$] | Building ID | Date | Fuel |  | Unprogrammed Heating Energy [GJ] | Unprogrammed Cost [$] | Optimized Energy [J] | Optimized Cost [$] | Building ID | Date | Fuel |  | Unprogrammed Heating Energy [GJ] | Unprogrammed Cost [$] | Optimized Energy [J] | Optimized Cost [$] | Building ID | Date | Fuel |  | Unprogrammed Heating Energy [GJ] | Unprogrammed Cost [$] | Optimized Energy [J] | Optimized Cost [$] | Building ID | Date | Fuel |  | Unprogrammed Heating Energy [GJ] | Unprogrammed Cost [$] | Optimized Energy [J] | Optimized Cost [$] | Building ID | Date | Fuel |  | Unprogrammed Heating Energy [GJ] | Unprogrammed Cost [$] | Optimized Energy [J] | Optimized Cost [$] | Building ID | Date | Fuel |  | Unprogrammed Heating Energy [GJ] | Unprogrammed Cost [$] | Optimized Energy [J] | Optimized Cost [$] | Building ID | Date | Fuel |  | Unprogrammed Heating Energy [GJ] | Unprogrammed Cost [$] | Optimized Energy [J] | Optimized Cost [$] | Building ID | Date | Fuel |  | Unprogrammed Heating Energy [GJ] | Unprogrammed Cost [$] | Optimized Energy [J] | Optimized Cost [$] | Building ID | Date | Fuel |  | Unprogrammed Heating Energy [GJ] | Unprogrammed Cost [$] | Optimized Energy [J] | Optimized Cost [$] | Building ID | Date | Fuel |  | Unprogrammed Heating Energy [GJ] | Unprogrammed Cost [$] | Optimized Energy [J] | Optimized Cost [$] | Building ID | Date | Fuel |  | Unprogrammed Heating Energy [GJ] | Unprogrammed Cost [$] | Optimized Energy [J] | Optimized Cost [$] | Building ID | Date | Fuel |  | Unprogrammed Heating Energy [GJ] | Unprogrammed Cost [$] | Optimized Energy [J] | Optimized Cost [$] | Building ID | Date | Fuel |  | Unprogrammed Heating Energy [GJ] | Unprogrammed Cost [$] | Optimized Energy [J] | Optimized Cost [$] | Building ID | Date | Fuel |  | Unprogrammed Heating Energy [GJ] | Unprogrammed Cost [$] | Optimized Energy [J] | Optimized Cost [$] | Building ID | Date | Fuel |  | Unprogrammed Heating Energy [GJ] | Unprogrammed Cost [$] | Optimized Energy [J] | Optimized Cost [$] | Building ID | Date | Fuel |  | Unprogrammed Heating Energy [GJ] | Unprogrammed Cost [$] | Optimized Energy [J] | Optimized Cost [$] | Building ID | Date | Fuel |  | Unprogrammed Heating Energy [GJ] | Unprogrammed Cost [$] | Optimized Energy [J] | Optimized Cost [$] | Building ID | Date | Fuel |  | Unprogrammed Heating Energy [GJ] | Unprogrammed Cost [$] | Optimized Energy [J] | Optimized Cost [$] | Building ID | Date | Fuel |  | Unprogrammed Heating Energy [GJ] | Unprogrammed Cost [$] | Optimized Energy [J] | Optimized Cost [$] | Building ID | Date | Fuel |  | Unprogrammed Heating Energy [GJ] | Unprogrammed Cost [$] | Optimized Energy [J] | Optimized Cost [$] | Building ID | Date | Fuel |  | Unprogrammed Heating Energy [GJ] | Unprogrammed Cost [$] | Optimized Energy [J] | Optimized Cost [$] | Building ID | Date | Fuel |  | Unprogrammed Heating Energy [GJ] | Unprogrammed Cost [$] | Optimized Energy [J] | Optimized Cost [$] | Building ID | Date | Fuel |  | Unprogrammed Heating Energy [GJ] | Unprogrammed Cost [$] | Optimized Energy [J] | Optimized Cost [$] | Building ID | Date | Fuel |  | Unprogrammed Heating Energy [GJ] | Unprogrammed Cost [$] | Optimized Energy [J] | Optimized Cost [$] | Building ID | Date | Fuel |  | Unprogrammed Heating Energy [GJ] | Unprogrammed Cost [$] | Optimized Energy [J] | Optimized Cost [$] | Building ID | Date | Fuel |  | Unprogrammed Heating Energy [GJ] | Unprogrammed Cost [$] | Optimized Energy [J] | Optimized Cost [$] | Building ID | Date | Fuel |  | Unprogrammed Heating Energy [GJ] | Unprogrammed Cost [$] | Optimized Energy [J] | Optimized Cost [$] | Building ID | Date | Fuel |  | Unprogrammed Heating Energy [GJ] | Unprogrammed Cost [$] | Optimized Energy [J] | Optimized Cost [$] | Building ID | Date | Fuel |  | Unprogrammed Heating Energy [GJ] | Unprogrammed Cost [$] | Optimized Energy [J] | Optimized Cost [$] | Building ID | Date | Fuel |  | Unprogrammed Heating Energy [GJ] | Unprogrammed Cost [$] | Optimized Energy [J] | Optimized Cost [$] | Building ID | Date | Fuel |  | Unprogrammed Heating Energy [GJ] | Unprogrammed Cost [$] | Optimized Energy [J] | Optimized Cost [$] | Building ID | Date | Fuel |  | Unprogrammed Heating Energy [GJ] | Unprogrammed Cost [$] | Optimized Energy [J] | Optimized Cost [$] | Building ID | Date | Fuel |  | Unprogrammed Heating Energy [GJ] | Unprogrammed Cost [$] | Optimized Energy [J] | Optimized Cost [$] | Building ID | Date | Fuel |  | Unprogrammed Heating Energy [GJ] | Unprogrammed Cost [$] | Optimized Energy [J] | Optimized Cost [$] | Building ID | Date | Fuel |  | Unprogrammed Heating Energy [GJ] | Unprogrammed Cost [$] | Optimized Energy [J] | Optimized Cost [$] | Building ID | Date | Fuel |  | Unprogrammed Heating Energy [GJ] | Unprogrammed Cost [$] | Optimized Energy [J] | Optimized Cost [$] | Building ID | Date | Fuel |  | Unprogrammed Heating Energy [GJ] | Unprogrammed Cost [$] | Optimized Energy [J] | Optimized Cost [$] | Building ID | Date | Fuel |  | Unprogrammed Heating Energy [GJ] | Unprogrammed Cost [$] | Optimized Energy [J] | Optimized Cost [$] | Building ID | Date | Fuel |  | Unprogrammed Heating Energy [GJ] | Unprogrammed Cost [$] | Optimized Energy [J] | Optimized Cost [$] | Building ID | Date | Fuel |  | Unprogrammed Heating Energy [GJ] | Unprogrammed Cost [$] | Optimized Energy [J] | Optimized Cost [$] | Building ID | Date | Fuel |  | Unprogrammed Heating Energy [GJ] | Unprogrammed Cost [$] | Optimized Energy [J] | Optimized Cost [$] | Building ID | Date | Fuel |  | Unprogrammed Heating Energy [GJ] | Unprogrammed Cost [$] | Optimized Energy [J] | Optimized Cost [$] | Building ID | Date | Fuel |  | Unprogrammed Heating Energy [GJ] | Unprogrammed Cost [$] | Optimized Energy [J] | Optimized Cost [$] | Building ID | Date | Fuel |  | Unprogrammed Heating Energy [GJ] | Unprogrammed Cost [$] | Optimized Energy [J] | Optimized Cost [$] | Building ID | Date | Fuel |  | Unprogrammed Heating Energy [GJ] | Unprogrammed Cost [$] | Optimized Energy [J] | Optimized Cost [$] | Building ID | Date | Fuel |  | Unprogrammed Heating Energy [GJ] | Unprogrammed Cost [$] | Optimized Energy [J] | Optimized Cost [$] | Building ID | Date | Fuel |  | Unprogrammed Heating Energy [GJ] | Unprogrammed Cost [$] | Optimized Energy [J] | Optimized Cost [$] | Building ID | Date | Fuel |  | Unprogrammed Heating Energy [GJ] | Unprogrammed Cost [$] | Optimized Energy [J] | Optimized Cost [$] | Building ID | Date | Fuel |  | Unprogrammed Heating Energy [GJ] | Unprogrammed Cost [$] | Optimized Energy [J] | Optimized Cost [$] | Building ID | Date | Fuel |  | Unprogrammed Heating Energy [GJ] | Unprogrammed Cost [$] | Optimized Energy [J] | Optimized Cost [$] | Building ID | Date | Fuel |  | Unprogrammed Heating Energy [GJ] | Unprogrammed Cost [$] | Optimized Energy [J] | Optimized Cost [$] | Building ID | Date | Fuel |  | Unprogrammed Heating Energy [GJ] | Unprogrammed Cost [$] | Optimized Energy [J] | Optimized Cost [$] | Building ID | Date | Fuel |  | Unprogrammed Heating Energy [GJ] | Unprogrammed Cost [$] | Optimized Energy [J] | Optimized Cost [$] | Building ID | Date | Fuel |  | Unprogrammed Heating Energy [GJ] | Unprogrammed Cost [$] | Optimized Energy [J] | Optimized Cost [$] | Building ID | Date | Fuel |  | Unprogrammed Heating Energy [GJ] | Unprogrammed Cost [$] | Optimized Energy [J] | Optimized Cost [$] | Building ID | Date | Fuel |  | Unprogrammed Heating Energy [GJ] | Unprogrammed Cost [$] | Optimized Energy [J] | Optimized Cost [$] | Building ID | Date | Fuel |  | Unprogrammed Heating Energy [GJ] | Unprogrammed Cost [$] | Optimized Energy [J] | Optimized Cost [$] | Building ID | Date | Fuel |  | Unprogrammed Heating Energy [GJ] | Unprogrammed Cost [$] | Optimized Energy [J] | Optimized Cost [$] | Building ID | Date | Fuel |  | Unprogrammed Heating Energy [GJ] | Unprogrammed Cost [$] | Optimized Energy [J] | Optimized Cost [$] | Building ID | Date | Fuel |  | Unprogrammed Heating Energy [GJ] | Unprogrammed Cost [$] | Optimized Energy [J] | Optimized Cost [$] | Building ID | Date | Fuel |  | Unprogrammed Heating Energy [GJ] | Unprogrammed Cost [$] | Optimized Energy [J] | Optimized Cost [$] | Building ID | Date | Fuel |  | Unprogrammed Heating Energy [GJ] | Unprogrammed Cost [$] | Optimized Energy [J] | Optimized Cost [$] | Building ID | Date | Fuel |  | Unprogrammed Heating Energy [GJ] | Unprogrammed Cost [$] | Optimized Energy [J] | Optimized Cost [$] | Building ID | Date | Fuel |  | Unprogrammed Heating Energy [GJ] | Unprogrammed Cost [$] | Optimized Energy [J] | Optimized Cost [$] | Building ID | Date | Fuel |  | Unprogrammed Heating Energy [GJ] | Unprogrammed Cost [$] | Optimized Energy [J] | Optimized Cost [$] | Building ID | Date | Fuel |  | Unprogrammed Heating Energy [GJ] | Unprogrammed Cost [$] | Optimized Energy [J] | Optimized Cost [$] | Building ID | Date | Fuel |  | Unprogrammed Heating Energy [GJ] | Unprogrammed Cost [$] | Optimized Energy [J] | Optimized Cost [$] | Building ID | Date | Fuel |  | Unprogrammed Heating Energy [GJ] | Unprogrammed Cost [$] | Optimized Energy [J] | Optimized Cost [$] | Building ID | Date | Fuel |  | Unprogrammed Heating Energy [GJ] | Unprogrammed Cost [$] | Optimized Energy [J] | Optimized Cost [$] | Building ID | Date | Fuel |  | Unprogrammed Heating Energy [GJ] | Unprogrammed Cost [$] | Optimized Energy [J] | Optimized Cost [$] | Building ID | Date | Fuel |  | Unprogrammed Heating Energy [GJ] | Unprogrammed Cost [$] | Optimized Energy [J] | Optimized Cost [$] | Building ID | Date | Fuel |  | Unprogrammed Heating Energy [GJ] | Unprogrammed Cost [$] | Optimized Energy [J] | Optimized Cost [$] | Building ID | Date | Fuel |  | Unprogrammed Heating Energy [GJ] | Unprogrammed Cost [$] | Optimized Energy [J] | Optimized Cost [$] | Building ID | Date | Fuel |  | Unprogrammed Heating Energy [GJ] | Unprogrammed Cost [$] | Optimized Energy [J] | Optimized Cost [$] | Building ID | Date | Fuel |  | Unprogrammed Heating Energy [GJ] | Unprogrammed Cost [$] | Optimized Energy [J] | Optimized Cost [$] | Building ID | Date | Fuel |  | Unprogrammed Heating Energy [GJ] | Unprogrammed Cost [$] | Optimized Energy [J] | Optimized Cost [$] | Building ID | Date | Fuel |  | Unprogrammed Heating Energy [GJ] | Unprogrammed Cost [$] | Optimized Energy [J] | Optimized Cost [$] | Building ID | Date | Fuel |  | Unprogrammed Heating Energy [GJ] | Unprogrammed Cost [$] | Optimized Energy [J] | Optimized Cost [$] | Building ID | Date | Fuel |  | Unprogrammed Heating Energy [GJ] | Unprogrammed Cost [$] | Optimized Energy [J] | Optimized Cost [$] | Building ID | Date | Fuel |  | Unprogrammed Heating Energy [GJ] | Unprogrammed Cost [$] | Optimized Energy [J] | Optimized Cost [$] | Building ID | Date | Fuel |  | Unprogrammed Heating Energy [GJ] | Unprogrammed Cost [$] | Optimized Energy [J] | Optimized Cost [$] | Building ID | Date | Fuel |  | Unprogrammed Heating Energy [GJ] | Unprogrammed Cost [$] | Optimized Energy [J] | Optimized Cost [$] | Building ID | Date | Fuel |  | Unprogrammed Heating Energy [GJ] | Unprogrammed Cost [$] | Optimized Energy [J] | Optimized Cost [$] | Building ID | Date | Fuel |  | Unprogrammed Heating Energy [GJ] | Unprogrammed Cost [$] | Optimized Energy [J] | Optimized Cost [$] | Building ID | Date | Fuel |  | Unprogrammed Heating Energy [GJ] | Unprogrammed Cost [$] | Optimized Energy [J] | Optimized Cost [$] | Building ID | Date | Fuel |  | Unprogrammed Heating Energy [GJ] | Unprogrammed Cost [$] | Optimized Energy [J] | Optimized Cost [$] | Building ID | Date | Fuel |  | Unprogrammed Heating Energy [GJ] | Unprogrammed Cost [$] | Optimized Energy [J] | Optimized Cost [$] | Building ID | Date | Fuel |  | Unprogrammed Heating Energy [GJ] | Unprogrammed Cost [$] | Optimized Energy [J] | Optimized Cost [$] | Building ID | Date | Fuel |  | Unprogrammed Heating Energy [GJ] | Unprogrammed Cost [$] | Optimized Energy [J] | Optimized Cost [$] | Building ID | Date | Fuel |  | Unprogrammed Heating Energy [GJ] | Unprogrammed Cost [$] | Optimized Energy [J] | Optimized Cost [$] | Building ID | Date | Fuel |  | Unprogrammed Heating Energy [GJ] | Unprogrammed Cost [$] | Optimized Energy [J] | Optimized Cost [$] | Building ID | Date | Fuel |  | Unprogrammed Heating Energy [GJ] | Unprogrammed Cost [$] | Optimized Energy [J] | Optimized Cost [$] | Building ID | Date | Fuel |  | Unprogrammed Heating Energy [GJ] | Unprogrammed Cost [$] | Optimized Energy [J] | Optimized Cost [$] | Building ID | Date | Fuel |  | Unprogrammed Heating Energy [GJ] | Unprogrammed Cost [$] | Optimized Energy [J] | Optimized Cost [$] | Building ID | Date | Fuel |  | Unprogrammed Heating Energy [GJ] | Unprogrammed Cost [$] | Optimized Energy [J] | Optimized Cost [$] | Building ID | Date | Fuel |  | Unprogrammed Heating Energy [GJ] | Unprogrammed Cost [$] | Optimized Energy [J] | Optimized Cost [$] | Building ID | Date | Fuel |  | Unprogrammed Heating Energy [GJ] | Unprogrammed Cost [$] | Optimized Energy [J] | Optimized Cost [$] | Building ID | Date | Fuel |  | Unprogrammed Heating Energy [GJ] | Unprogrammed Cost [$] | Optimized Energy [J] | Optimized Cost [$] | Building ID | Date | Fuel |  | Unprogrammed Heating Energy [GJ] | Unprogrammed Cost [$] | Optimized Energy [J] | Optimized Cost [$] | Building ID | Date | Fuel |  | Unprogrammed Heating Energy [GJ] | Unprogrammed Cost [$] | Optimized Energy [J] | Optimized Cost [$] | Building ID | Date | Fuel |  | Unprogrammed Heating Energy [GJ] | Unprogrammed Cost [$] | Optimized Energy [J] | Optimized Cost [$] | Building ID | Date | Fuel |  | Unprogrammed Heating Energy [GJ] | Unprogrammed Cost [$] | Optimized Energy [J] | Optimized Cost [$] | Building ID | Date | Fuel |  | Unprogrammed Heating Energy [GJ] | Unprogrammed Cost [$] | Optimized Energy [J] | Optimized Cost [$] | Building ID | Date | Fuel |  | Unprogrammed Heating Energy [GJ] | Unprogrammed Cost [$] | Optimized Energy [J] | Optimized Cost [$] | Building ID | Date | Fuel |  | Unprogrammed Heating Energy [GJ] | Unprogrammed Cost [$] | Optimized Energy [J] | Optimized Cost [$] | Building ID | Date | Fuel |  | Unprogrammed Heating Energy [GJ] | Unprogrammed Cost [$] | Optimized Energy [J] | Optimized Cost [$] | Building ID | Date | Fuel |  | Unprogrammed Heating Energy [GJ] | Unprogrammed Cost [$] | Optimized Energy [J] | Optimized Cost [$] | Building ID | Date | Fuel |  | Unprogrammed Heating Energy [GJ] | Unprogrammed Cost [$] | Optimized Energy [J] | Optimized Cost [$] | Building ID | Date | Fuel |  | Unprogrammed Heating Energy [GJ] | Unprogrammed Cost [$] | Optimized Energy [J] | Optimized Cost [$] | Building ID | Date | Fuel |  | Unprogrammed Heating Energy [GJ] | Unprogrammed Cost [$] | Optimized Energy [J] | Optimized Cost [$] | Building ID | Date | Fuel |  | Unprogrammed Heating Energy [GJ] | Unprogrammed Cost [$] | Optimized Energy [J] | Optimized Cost [$] | Building ID | Date | Fuel |  | Unprogrammed Heating Energy [GJ] | Unprogrammed Cost [$] | Optimized Energy [J] | Optimized Cost [$] | Building ID | Date | Fuel |  | Unprogrammed Heating Energy [GJ] | Unprogrammed Cost [$] | Optimized Energy [J] | Optimized Cost [$] | Building ID | Date | Fuel |  | Unprogrammed Heating Energy [GJ] | Unprogrammed Cost [$] | Optimized Energy [J] | Optimized Cost [$] | Building ID | Date | Fuel |  | Unprogrammed Heating Energy [GJ] | Unprogrammed Cost [$] | Optimized Energy [J] | Optimized Cost [$] | Building ID | Date | Fuel |  | Unprogrammed Heating Energy [GJ] | Unprogrammed Cost [$] | Optimized Energy [J] | Optimized Cost [$] | Building ID | Date | Fuel |  | Unprogrammed Heating Energy [GJ] | Unprogrammed Cost [$] | Optimized Energy [J] | Optimized Cost [$] | Building ID | Date | Fuel |  | Unprogrammed Heating Energy [GJ] | Unprogrammed Cost [$] | Optimized Energy [J] | Optimized Cost [$] | Building ID | Date | Fuel |  | Unprogrammed Heating Energy [GJ] | Unprogrammed Cost [$] | Optimized Energy [J] | Optimized Cost [$] | Building ID | Date | Fuel |  | Unprogrammed Heating Energy [GJ] | Unprogrammed Cost [$] | Optimized Energy [J] | Optimized Cost [$] | Building ID | Date | Fuel |  | Unprogrammed Heating Energy [GJ] | Unprogrammed Cost [$] | Optimized Energy [J] | Optimized Cost [$] | Building ID | Date | Fuel |  | Unprogrammed Heating Energy [GJ] | Unprogrammed Cost [$] | Optimized Energy [J] | Optimized Cost [$] | Building ID | Date | Fuel |  | Unprogrammed Heating Energy [GJ] | Unprogrammed Cost [$] | Optimized Energy [J] | Optimized Cost [$] | Building ID | Date | Fuel |  | Unprogrammed Heating Energy [GJ] | Unprogrammed Cost [$] | Optimized Energy [J] | Optimized Cost [$] | Building ID | Date | Fuel |  | Unprogrammed Heating Energy [GJ] | Unprogrammed Cost [$] | Optimized Energy [J] | Optimized Cost [$] | Building ID | Date | Fuel |  | Unprogrammed Heating Energy [GJ] | Unprogrammed Cost [$] | Optimized Energy [J] | Optimized Cost [$] | Building ID | Date | Fuel |  | Unprogrammed Heating Energy [GJ] | Unprogrammed Cost [$] | Optimized Energy [J] | Optimized Cost [$] | Building ID | Date | Fuel |  | Unprogrammed Heating Energy [GJ] | Unprogrammed Cost [$] | Optimized Energy [J] | Optimized Cost [$] | Building ID | Date | Fuel |  | Unprogrammed Heating Energy [GJ] | Unprogrammed Cost [$] | Optimized Energy [J] | Optimized Cost [$] | Building ID | Date | Fuel |  | Unprogrammed Heating Energy [GJ] | Unprogrammed Cost [$] | Optimized Energy [J] | Optimized Cost [$] | Building ID | Date | Fuel |  | Unprogrammed Heating Energy [GJ] | Unprogrammed Cost [$] | Optimized Energy [J] | Optimized Cost [$] | Building ID | Date | Fuel |  | Unprogrammed Heating Energy [GJ] | Unprogrammed Cost [$] | Optimized Energy [J] | Optimized Cost [$] | Building ID | Date | Fuel |  | Unprogrammed Heating Energy [GJ] | Unprogrammed Cost [$] | Optimized Energy [J] | Optimized Cost [$] | Building ID | Date | Fuel |  | Unprogrammed Heating Energy [GJ] | Unprogrammed Cost [$] | Optimized Energy [J] | Optimized Cost [$] | Building ID | Date | Fuel |  | Unprogrammed Heating Energy [GJ] | Unprogrammed Cost [$] | Optimized Energy [J] | Optimized Cost [$] | Building ID | Date | Fuel |  | Unprogrammed Heating Energy [GJ] | Unprogrammed Cost [$] | Optimized Energy [J] | Optimized Cost [$] | Building ID | Date | Fuel |  | Unprogrammed Heating Energy [GJ] | Unprogrammed Cost [$] | Optimized Energy [J] | Optimized Cost [$] | Building ID | Date | Fuel |  | Unprogrammed Heating Energy [GJ] | Unprogrammed Cost [$] | Optimized Energy [J] | Optimized Cost [$] | Building ID | Date | Fuel |  | Unprogrammed Heating Energy [GJ] | Unprogrammed Cost [$] | Optimized Energy [J] | Optimized Cost [$] | Building ID | Date | Fuel |  | Unprogrammed Heating Energy [GJ] | Unprogrammed Cost [$] | Optimized Energy [J] | Optimized Cost [$] | Building ID | Date | Fuel |  | Unprogrammed Heating Energy [GJ] | Unprogrammed Cost [$] | Optimized Energy [J] | Optimized Cost [$] | Building ID | Date | Fuel |  | Unprogrammed Heating Energy [GJ] | Unprogrammed Cost [$] | Optimized Energy [J] | Optimized Cost [$] | Building ID | Date | Fuel |  | Unprogrammed Heating Energy [GJ] | Unprogrammed Cost [$] | Optimized Energy [J] | Optimized Cost [$] | Building ID | Date | Fuel |  | Unprogrammed Heating Energy [GJ] | Unprogrammed Cost [$] | Optimized Energy [J] | Optimized Cost [$] | Building ID | Date | Fuel |  | Unprogrammed Heating Energy [GJ] | Unprogrammed Cost [$] | Optimized Energy [J] | Optimized Cost [$] | Building ID | Date | Fuel |  | Unprogrammed Heating Energy [GJ] | Unprogrammed Cost [$] | Optimized Energy [J] | Optimized Cost [$] | Building ID | Date | Fuel |  | Unprogrammed Heating Energy [GJ] | Unprogrammed Cost [$] | Optimized Energy [J] | Optimized Cost [$] | Building ID | Date | Fuel |  | Unprogrammed Heating Energy [GJ] | Unprogrammed Cost [$] | Optimized Energy [J] | Optimized Cost [$] | Building ID | Date | Fuel |  | Unprogrammed Heating Energy [GJ] | Unprogrammed Cost [$] | Optimized Energy [J] | Optimized Cost [$] | Building ID | Date | Fuel |  | Unprogrammed Heating Energy [GJ] | Unprogrammed Cost [$] | Optimized Energy [J] | Optimized Cost [$] | Building ID | Date | Fuel |  | Unprogrammed Heating Energy [GJ] | Unprogrammed Cost [$] | Optimized Energy [J] | Optimized Cost [$] | Building ID | Date | Fuel |  | Unprogrammed Heating Energy [GJ] | Unprogrammed Cost [$] | Optimized Energy [J] | Optimized Cost [$] | Building ID | Date | Fuel |  | Unprogrammed Heating Energy [GJ] | Unprogrammed Cost [$] | Optimized Energy [J] | Optimized Cost [$] | Building ID | Date | Fuel |  | Unprogrammed Heating Energy [GJ] | Unprogrammed Cost [$] | Optimized Energy [J] | Optimized Cost [$]
Denver | 2022-01-01 | Elec | SFHPSlab | 0.267 | 3.8024 | 0.18521 | 2.6461 | 1 | 2022-01-01 | Elec | SFHPSlab | 0.267 | 3.8024 | 0.18521 | 2.6461 | 1 | 2022-01-01 | Elec | SFHPSlab | 0.267 | 3.8024 | 0.18521 | 2.6461 | 1 | 2022-01-01 | Elec | SFHPSlab | 0.267 | 3.8024 | 0.18521 | 2.6461 | 1 | 2022-01-01 | Elec | SFHPSlab | 0.267 | 3.8024 | 0.18521 | 2.6461 | 1 | 2022-01-01 | Elec | SFHPSlab | 0.267 | 3.8024 | 0.18521 | 2.6461 | 1 | 2022-01-01 | Elec | SFHPSlab | 0.267 | 3.8024 | 0.18521 | 2.6461 | 1 | 2022-01-01 | Elec | SFHPSlab | 0.267 | 3.8024 | 0.18521 | 2.6461 | 1 | 2022-01-01 | Elec | SFHPSlab | 0.267 | 3.8024 | 0.18521 | 2.6461 | 1 | 2022-01-01 | Elec | SFHPSlab | 0.267 | 3.8024 | 0.18521 | 2.6461 | 1 | 2022-01-01 | Elec | SFHPSlab | 0.267 | 3.8024 | 0.18521 | 2.6461 | 1 | 2022-01-01 | Elec | SFHPSlab | 0.267 | 3.8024 | 0.18521 | 2.6461 | 1 | 2022-01-01 | Elec | SFHPSlab | 0.267 | 3.8024 | 0.18521 | 2.6461 | 1 | 2022-01-01 | Elec | SFHPSlab | 0.267 | 3.8024 | 0.18521 | 2.6461 | 1 | 2022-01-01 | Elec | SFHPSlab | 0.267 | 3.8024 | 0.18521 | 2.6461 | 1 | 2022-01-01 | Elec | SFHPSlab | 0.267 | 3.8024 | 0.18521 | 2.6461 | 1 | 2022-01-01 | Elec | SFHPSlab | 0.267 | 3.8024 | 0.18521 | 2.6461 | 1 | 2022-01-01 | Elec | SFHPSlab | 0.267 | 3.8024 | 0.18521 | 2.6461 | 1 | 2022-01-01 | Elec | SFHPSlab | 0.267 | 3.8024 | 0.18521 | 2.6461 | 1 | 2022-01-01 | Elec | SFHPSlab | 0.267 | 3.8024 | 0.18521 | 2.6461 | 1 | 2022-01-01 | Elec | SFHPSlab | 0.267 | 3.8024 | 0.18521 | 2.6461 | 1 | 2022-01-01 | Elec | SFHPSlab | 0.267 | 3.8024 | 0.18521 | 2.6461 | 1 | 2022-01-01 | Elec | SFHPSlab | 0.267 | 3.8024 | 0.18521 | 2.6461 | 1 | 2022-01-01 | Elec | SFHPSlab | 0.267 | 3.8024 | 0.18521 | 2.6461 | 1 | 2022-01-01 | Elec | SFHPSlab | 0.267 | 3.8024 | 0.18521 | 2.6461 | 1 | 2022-01-01 | Elec | SFHPSlab | 0.267 | 3.8024 | 0.18521 | 2.6461 | 1 | 2022-01-01 | Elec | SFHPSlab | 0.267 | 3.8024 | 0.18521 | 2.6461 | 1 | 2022-01-01 | Elec | SFHPSlab | 0.267 | 3.8024 | 0.18521 | 2.6461 | 1 | 2022-01-01 | Elec | SFHPSlab | 0.267 | 3.8024 | 0.18521 | 2.6461 | 1 | 2022-01-01 | Elec | SFHPSlab | 0.267 | 3.8024 | 0.18521 | 2.6461 | 1 | 2022-01-01 | Elec | SFHPSlab | 0.267 | 3.8024 | 0.18521 | 2.6461 | 1 | 2022-01-01 | Elec | SFHPSlab | 0.267 | 3.8024 | 0.18521 | 2.6461 | 1 | 2022-01-01 | Elec | SFHPSlab | 0.267 | 3.8024 | 0.18521 | 2.6461 | 1 | 2022-01-01 | Elec | SFHPSlab | 0.267 | 3.8024 | 0.18521 | 2.6461 | 1 | 2022-01-01 | Elec | SFHPSlab | 0.267 | 3.8024 | 0.18521 | 2.6461 | 1 | 2022-01-01 | Elec | SFHPSlab | 0.267 | 3.8024 | 0.18521 | 2.6461 | 1 | 2022-01-01 | Elec | SFHPSlab | 0.267 | 3.8024 | 0.18521 | 2.6461 | 1 | 2022-01-01 | Elec | SFHPSlab | 0.267 | 3.8024 | 0.18521 | 2.6461 | 1 | 2022-01-01 | Elec | SFHPSlab | 0.267 | 3.8024 | 0.18521 | 2.6461 | 1 | 2022-01-01 | Elec | SFHPSlab | 0.267 | 3.8024 | 0.18521 | 2.6461 | 1 | 2022-01-01 | Elec | SFHPSlab | 0.267 | 3.8024 | 0.18521 | 2.6461 | 1 | 2022-01-01 | Elec | SFHPSlab | 0.267 | 3.8024 | 0.18521 | 2.6461 | 1 | 2022-01-01 | Elec | SFHPSlab | 0.267 | 3.8024 | 0.18521 | 2.6461 | 1 | 2022-01-01 | Elec | SFHPSlab | 0.267 | 3.8024 | 0.18521 | 2.6461 | 1 | 2022-01-01 | Elec | SFHPSlab | 0.267 | 3.8024 | 0.18521 | 2.6461 | 1 | 2022-01-01 | Elec | SFHPSlab | 0.267 | 3.8024 | 0.18521 | 2.6461 | 1 | 2022-01-01 | Elec | SFHPSlab | 0.267 | 3.8024 | 0.18521 | 2.6461 | 1 | 2022-01-01 | Elec | SFHPSlab | 0.267 | 3.8024 | 0.18521 | 2.6461 | 1 | 2022-01-01 | Elec | SFHPSlab | 0.267 | 3.8024 | 0.18521 | 2.6461 | 1 | 2022-01-01 | Elec | SFHPSlab | 0.267 | 3.8024 | 0.18521 | 2.6461 | 1 | 2022-01-01 | Elec | SFHPSlab | 0.267 | 3.8024 | 0.18521 | 2.6461 | 1 | 2022-01-01 | Elec | SFHPSlab | 0.267 | 3.8024 | 0.18521 | 2.6461 | 1 | 2022-01-01 | Elec | SFHPSlab | 0.267 | 3.8024 | 0.18521 | 2.6461 | 1 | 2022-01-01 | Elec | SFHPSlab | 0.267 | 3.8024 | 0.18521 | 2.6461 | 1 | 2022-01-01 | Elec | SFHPSlab | 0.267 | 3.8024 | 0.18521 | 2.6461 | 1 | 2022-01-01 | Elec | SFHPSlab | 0.267 | 3.8024 | 0.18521 | 2.6461 | 1 | 2022-01-01 | Elec | SFHPSlab | 0.267 | 3.8024 | 0.18521 | 2.6461 | 1 | 2022-01-01 | Elec | SFHPSlab | 0.267 | 3.8024 | 0.18521 | 2.6461 | 1 | 2022-01-01 | Elec | SFHPSlab | 0.267 | 3.8024 | 0.18521 | 2.6461 | 1 | 2022-01-01 | Elec | SFHPSlab | 0.267 | 3.8024 | 0.18521 | 2.6461 | 1 | 2022-01-01 | Elec | SFHPSlab | 0.267 | 3.8024 | 0.18521 | 2.6461 | 1 | 2022-01-01 | Elec | SFHPSlab | 0.267 | 3.8024 | 0.18521 | 2.6461 | 1 | 2022-01-01 | Elec | SFHPSlab | 0.267 | 3.8024 | 0.18521 | 2.6461 | 1 | 2022-01-01 | Elec | SFHPSlab | 0.267 | 3.8024 | 0.18521 | 2.6461 | 1 | 2022-01-01 | Elec | SFHPSlab | 0.267 | 3.8024 | 0.18521 | 2.6461 | 1 | 2022-01-01 | Elec | SFHPSlab | 0.267 | 3.8024 | 0.18521 | 2.6461 | 1 | 2022-01-01 | Elec | SFHPSlab | 0.267 | 3.8024 | 0.18521 | 2.6461 | 1 | 2022-01-01 | Elec | SFHPSlab | 0.267 | 3.8024 | 0.18521 | 2.6461 | 1 | 2022-01-01 | Elec | SFHPSlab | 0.267 | 3.8024 | 0.18521 | 2.6461 | 1 | 2022-01-01 | Elec | SFHPSlab | 0.267 | 3.8024 | 0.18521 | 2.6461 | 1 | 2022-01-01 | Elec | SFHPSlab | 0.267 | 3.8024 | 0.18521 | 2.6461 | 1 | 2022-01-01 | Elec | SFHPSlab | 0.267 | 3.8024 | 0.18521 | 2.6461 | 1 | 2022-01-01 | Elec | SFHPSlab | 0.267 | 3.8024 | 0.18521 | 2.6461 | 1 | 2022-01-01 | Elec | SFHPSlab | 0.267 | 3.8024 | 0.18521 | 2.6461 | 1 | 2022-01-01 | Elec | SFHPSlab | 0.267 | 3.8024 | 0.18521 | 2.6461 | 1 | 2022-01-01 | Elec | SFHPSlab | 0.267 | 3.8024 | 0.18521 | 2.6461 | 1 | 2022-01-01 | Elec | SFHPSlab | 0.267 | 3.8024 | 0.18521 | 2.6461 | 1 | 2022-01-01 | Elec | SFHPSlab | 0.267 | 3.8024 | 0.18521 | 2.6461 | 1 | 2022-01-01 | Elec | SFHPSlab | 0.267 | 3.8024 | 0.18521 | 2.6461 | 1 | 2022-01-01 | Elec | SFHPSlab | 0.267 | 3.8024 | 0.18521 | 2.6461 | 1 | 2022-01-01 | Elec | SFHPSlab | 0.267 | 3.8024 | 0.18521 | 2.6461 | 1 | 2022-01-01 | Elec | SFHPSlab | 0.267 | 3.8024 | 0.18521 | 2.6461 | 1 | 2022-01-01 | Elec | SFHPSlab | 0.267 | 3.8024 | 0.18521 | 2.6461 | 1 | 2022-01-01 | Elec | SFHPSlab | 0.267 | 3.8024 | 0.18521 | 2.6461 | 1 | 2022-01-01 | Elec | SFHPSlab | 0.267 | 3.8024 | 0.18521 | 2.6461 | 1 | 2022-01-01 | Elec | SFHPSlab | 0.267 | 3.8024 | 0.18521 | 2.6461 | 1 | 2022-01-01 | Elec | SFHPSlab | 0.267 | 3.8024 | 0.18521 | 2.6461 | 1 | 2022-01-01 | Elec | SFHPSlab | 0.267 | 3.8024 | 0.18521 | 2.6461 | 1 | 2022-01-01 | Elec | SFHPSlab | 0.267 | 3.8024 | 0.18521 | 2.6461 | 1 | 2022-01-01 | Elec | SFHPSlab | 0.267 | 3.8024 | 0.18521 | 2.6461 | 1 | 2022-01-01 | Elec | SFHPSlab | 0.267 | 3.8024 | 0.18521 | 2.6461 | 1 | 2022-01-01 | Elec | SFHPSlab | 0.267 | 3.8024 | 0.18521 | 2.6461 | 1 | 2022-01-01 | Elec | SFHPSlab | 0.267 | 3.8024 | 0.18521 | 2.6461 | 1 | 2022-01-01 | Elec | SFHPSlab | 0.267 | 3.8024 | 0.18521 | 2.6461 | 1 | 2022-01-01 | Elec | SFHPSlab | 0.267 | 3.8024 | 0.18521 | 2.6461 | 1 | 2022-01-01 | Elec | SFHPSlab | 0.267 | 3.8024 | 0.18521 | 2.6461 | 1 | 2022-01-01 | Elec | SFHPSlab | 0.267 | 3.8024 | 0.18521 | 2.6461 | 1 | 2022-01-01 | Elec | SFHPSlab | 0.267 | 3.8024 | 0.18521 | 2.6461 | 1 | 2022-01-01 | Elec | SFHPSlab | 0.267 | 3.8024 | 0.18521 | 2.6461 | 1 | 2022-01-01 | Elec | SFHPSlab | 0.267 | 3.8024 | 0.18521 | 2.6461 | 1 | 2022-01-01 | Elec | SFHPSlab | 0.267 | 3.8024 | 0.18521 | 2.6461 | 1 | 2022-01-01 | Elec | SFHPSlab | 0.267 | 3.8024 | 0.18521 | 2.6461 | 1 | 2022-01-01 | Elec | SFHPSlab | 0.267 | 3.8024 | 0.18521 | 2.6461 | 1 | 2022-01-01 | Elec | SFHPSlab | 0.267 | 3.8024 | 0.18521 | 2.6461 | 1 | 2022-01-01 | Elec | SFHPSlab | 0.267 | 3.8024 | 0.18521 | 2.6461 | 1 | 2022-01-01 | Elec | SFHPSlab | 0.267 | 3.8024 | 0.18521 | 2.6461 | 1 | 2022-01-01 | Elec | SFHPSlab | 0.267 | 3.8024 | 0.18521 | 2.6461 | 1 | 2022-01-01 | Elec | SFHPSlab | 0.267 | 3.8024 | 0.18521 | 2.6461 | 1 | 2022-01-01 | Elec | SFHPSlab | 0.267 | 3.8024 | 0.18521 | 2.6461 | 1 | 2022-01-01 | Elec | SFHPSlab | 0.267 | 3.8024 | 0.18521 | 2.6461 | 1 | 2022-01-01 | Elec | SFHPSlab | 0.267 | 3.8024 | 0.18521 | 2.6461 | 1 | 2022-01-01 | Elec | SFHPSlab | 0.267 | 3.8024 | 0.18521 | 2.6461 | 1 | 2022-01-01 | Elec | SFHPSlab | 0.267 | 3.8024 | 0.18521 | 2.6461 | 1 | 2022-01-01 | Elec | SFHPSlab | 0.267 | 3.8024 | 0.18521 | 2.6461 | 1 | 2022-01-01 | Elec | SFHPSlab | 0.267 | 3.8024 | 0.18521 | 2.6461 | 1 | 2022-01-01 | Elec | SFHPSlab | 0.267 | 3.8024 | 0.18521 | 2.6461 | 1 | 2022-01-01 | Elec | SFHPSlab | 0.267 | 3.8024 | 0.18521 | 2.6461 | 1 | 2022-01-01 | Elec | SFHPSlab | 0.267 | 3.8024 | 0.18521 | 2.6461 | 1 | 2022-01-01 | Elec | SFHPSlab | 0.267 | 3.8024 | 0.18521 | 2.6461 | 1 | 2022-01-01 | Elec | SFHPSlab | 0.267 | 3.8024 | 0.18521 | 2.6461 | 1 | 2022-01-01 | Elec | SFHPSlab | 0.267 | 3.8024 | 0.18521 | 2.6461 | 1 | 2022-01-01 | Elec | SFHPSlab | 0.267 | 3.8024 | 0.18521 | 2.6461 | 1 | 2022-01-01 | Elec | SFHPSlab | 0.267 | 3.8024 | 0.18521 | 2.6461 | 1 | 2022-01-01 | Elec | SFHPSlab | 0.267 | 3.8024 | 0.18521 | 2.6461 | 1 | 2022-01-01 | Elec | SFHPSlab | 0.267 | 3.8024 | 0.18521 | 2.6461 | 1 | 2022-01-01 | Elec | SFHPSlab | 0.267 | 3.8024 | 0.18521 | 2.6461 | 1 | 2022-01-01 | Elec | SFHPSlab | 0.267 | 3.8024 | 0.18521 | 2.6461 | 1 | 2022-01-01 | Elec | SFHPSlab | 0.267 | 3.8024 | 0.18521 | 2.6461 | 1 | 2022-01-01 | Elec | SFHPSlab | 0.267 | 3.8024 | 0.18521 | 2.6461 | 1 | 2022-01-01 | Elec | SFHPSlab | 0.267 | 3.8024 | 0.18521 | 2.6461 | 1 | 2022-01-01 | Elec | SFHPSlab | 0.267 | 3.8024 | 0.18521 | 2.6461 | 1 | 2022-01-01 | Elec | SFHPSlab | 0.267 | 3.8024 | 0.18521 | 2.6461 | 1 | 2022-01-01 | Elec | SFHPSlab | 0.267 | 3.8024 | 0.18521 | 2.6461 | 1 | 2022-01-01 | Elec | SFHPSlab | 0.267 | 3.8024 | 0.18521 | 2.6461 | 1 | 2022-01-01 | Elec | SFHPSlab | 0.267 | 3.8024 | 0.18521 | 2.6461 | 1 | 2022-01-01 | Elec | SFHPSlab | 0.267 | 3.8024 | 0.18521 | 2.6461 | 1 | 2022-01-01 | Elec | SFHPSlab | 0.267 | 3.8024 | 0.18521 | 2.6461 | 1 | 2022-01-01 | Elec | SFHPSlab | 0.267 | 3.8024 | 0.18521 | 2.6461 | 1 | 2022-01-01 | Elec | SFHPSlab | 0.267 | 3.8024 | 0.18521 | 2.6461 | 1 | 2022-01-01 | Elec | SFHPSlab | 0.267 | 3.8024 | 0.18521 | 2.6461 | 1 | 2022-01-01 | Elec | SFHPSlab | 0.267 | 3.8024 | 0.18521 | 2.6461 | 1 | 2022-01-01 | Elec | SFHPSlab | 0.267 | 3.8024 | 0.18521 | 2.6461 | 1 | 2022-01-01 | Elec | SFHPSlab | 0.267 | 3.8024 | 0.18521 | 2.6461 | 1 | 2022-01-01 | Elec | SFHPSlab | 0.267 | 3.8024 | 0.18521 | 2.6461 | 1 | 2022-01-01 | Elec | SFHPSlab | 0.267 | 3.8024 | 0.18521 | 2.6461 | 1 | 2022-01-01 | Elec | SFHPSlab | 0.267 | 3.8024 | 0.18521 | 2.6461 | 1 | 2022-01-01 | Elec | SFHPSlab | 0.267 | 3.8024 | 0.18521 | 2.6461 | 1 | 2022-01-01 | Elec | SFHPSlab | 0.267 | 3.8024 | 0.18521 | 2.6461 | 1 | 2022-01-01 | Elec | SFHPSlab | 0.267 | 3.8024 | 0.18521 | 2.6461 | 1 | 2022-01-01 | Elec | SFHPSlab | 0.267 | 3.8024 | 0.18521 | 2.6461 | 1 | 2022-01-01 | Elec | SFHPSlab | 0.267 | 3.8024 | 0.18521 | 2.6461 | 1 | 2022-01-01 | Elec | SFHPSlab | 0.267 | 3.8024 | 0.18521 | 2.6461 | 1 | 2022-01-01 | Elec | SFHPSlab | 0.267 | 3.8024 | 0.18521 | 2.6461 | 1 | 2022-01-01 | Elec | SFHPSlab | 0.267 | 3.8024 | 0.18521 | 2.6461 | 1 | 2022-01-01 | Elec | SFHPSlab | 0.267 | 3.8024 | 0.18521 | 2.6461 | 1 | 2022-01-01 | Elec | SFHPSlab | 0.267 | 3.8024 | 0.18521 | 2.6461 | 1 | 2022-01-01 | Elec | SFHPSlab | 0.267 | 3.8024 | 0.18521 | 2.6461 | 1 | 2022-01-01 | Elec | SFHPSlab | 0.267 | 3.8024 | 0.18521 | 2.6461 | 1 | 2022-01-01 | Elec | SFHPSlab | 0.267 | 3.8024 | 0.18521 | 2.6461 | 1 | 2022-01-01 | Elec | SFHPSlab | 0.267 | 3.8024 | 0.18521 | 2.6461 | 1 | 2022-01-01 | Elec | SFHPSlab | 0.267 | 3.8024 | 0.18521 | 2.6461 | 1 | 2022-01-01 | Elec | SFHPSlab | 0.267 | 3.8024 | 0.18521 | 2.6461 | 1 | 2022-01-01 | Elec | SFHPSlab | 0.267 | 3.8024 | 0.18521 | 2.6461 | 1 | 2022-01-01 | Elec | SFHPSlab | 0.267 | 3.8024 | 0.18521 | 2.6461 | 1 | 2022-01-01 | Elec | SFHPSlab | 0.267 | 3.8024 | 0.18521 | 2.6461 | 1 | 2022-01-01 | Elec | SFHPSlab | 0.267 | 3.8024 | 0.18521 | 2.6461 | 1 | 2022-01-01 | Elec | SFHPSlab | 0.267 | 3.8024 | 0.18521 | 2.6461 | 1 | 2022-01-01 | Elec | SFHPSlab | 0.267 | 3.8024 | 0.18521 | 2.6461 | 1 | 2022-01-01 | Elec | SFHPSlab | 0.267 | 3.8024 | 0.18521 | 2.6461 | 1 | 2022-01-01 | Elec | SFHPSlab | 0.267 | 3.8024 | 0.18521 | 2.6461 | 1 | 2022-01-01 | Elec | SFHPSlab | 0.267 | 3.8024 | 0.18521 | 2.6461 | 1 | 2022-01-01 | Elec | SFHPSlab | 0.267 | 3.8024 | 0.18521 | 2.6461 | 1 | 2022-01-01 | Elec | SFHPSlab | 0.267 | 3.8024 | 0.18521 | 2.6461 | 1 | 2022-01-01 | Elec | SFHPSlab | 0.267 | 3.8024 | 0.18521 | 2.6461 | 1 | 2022-01-01 | Elec | SFHPSlab | 0.267 | 3.8024 | 0.18521 | 2.6461 | 1 | 2022-01-01 | Elec | SFHPSlab | 0.267 | 3.8024 | 0.18521 | 2.6461 | 1 | 2022-01-01 | Elec | SFHPSlab | 0.267 | 3.8024 | 0.18521 | 2.6461 | 1 | 2022-01-01 | Elec | SFHPSlab | 0.267 | 3.8024 | 0.18521 | 2.6461 | 1 | 2022-01-01 | Elec | SFHPSlab | 0.267 | 3.8024 | 0.18521 | 2.6461 | 1 | 2022-01-01 | Elec | SFHPSlab | 0.267 | 3.8024 | 0.18521 | 2.6461 | 1 | 2022-01-01 | Elec | SFHPSlab | 0.267 | 3.8024 | 0.18521 | 2.6461 | 1 | 2022-01-01 | Elec | SFHPSlab | 0.267 | 3.8024 | 0.18521 | 2.6461 | 1 | 2022-01-01 | Elec | SFHPSlab | 0.267 | 3.8024 | 0.18521 | 2.6461 | 1 | 2022-01-01 | Elec | SFHPSlab | 0.267 | 3.8024 | 0.18521 | 2.6461 | 1 | 2022-01-01 | Elec | SFHPSlab | 0.267 | 3.8024 | 0.18521 | 2.6461 | 1 | 2022-01-01 | Elec | SFHPSlab | 0.267 | 3.8024 | 0.18521 | 2.6461 | 1 | 2022-01-01 | Elec | SFHPSlab | 0.267 | 3.8024 | 0.18521 | 2.6461 | 1 | 2022-01-01 | Elec | SFHPSlab | 0.267 | 3.8024 | 0.18521 | 2.6461 | 1 | 2022-01-01 | Elec | SFHPSlab | 0.267 | 3.8024 | 0.18521 | 2.6461 | 1 | 2022-01-01 | Elec | SFHPSlab | 0.267 | 3.8024 | 0.18521 | 2.6461 | 1 | 2022-01-01 | Elec | SFHPSlab | 0.267 | 3.8024 | 0.18521 | 2.6461 | 1 | 2022-01-01 | Elec | SFHPSlab | 0.267 | 3.8024 | 0.18521 | 2.6461 | 1 | 2022-01-01 | Elec | SFHPSlab | 0.267 | 3.8024 | 0.18521 | 2.6461 | 1 | 2022-01-01 | Elec | SFHPSlab | 0.267 | 3.8024 | 0.18521 | 2.6461 | 1 | 2022-01-01 | Elec | SFHPSlab | 0.267 | 3.8024 | 0.18521 | 2.6461 | 1 | 2022-01-01 | Elec | SFHPSlab | 0.267 | 3.8024 | 0.18521 | 2.6461 | 1 | 2022-01-01 | Elec | SFHPSlab | 0.267 | 3.8024 | 0.18521 | 2.6461 | 1 | 2022-01-01 | Elec | SFHPSlab | 0.267 | 3.8024 | 0.18521 | 2.6461 | 1 | 2022-01-01 | Elec | SFHPSlab | 0.267 | 3.8024 | 0.18521 | 2.6461 | 1 | 2022-01-01 | Elec | SFHPSlab | 0.267 | 3.8024 | 0.18521 | 2.6461 | 1 | 2022-01-01 | Elec | SFHPSlab | 0.267 | 3.8024 | 0.18521 | 2.6461 | 1 | 2022-01-01 | Elec | SFHPSlab | 0.267 | 3.8024 | 0.18521 | 2.6461 | 1 | 2022-01-01 | Elec | SFHPSlab | 0.267 | 3.8024 | 0.18521 | 2.6461 | 1 | 2022-01-01 | Elec | SFHPSlab | 0.267 | 3.8024 | 0.18521 | 2.6461 | 1 | 2022-01-01 | Elec | SFHPSlab | 0.267 | 3.8024 | 0.18521 | 2.6461 | 1 | 2022-01-01 | Elec | SFHPSlab | 0.267 | 3.8024 | 0.18521 | 2.6461 | 1 | 2022-01-01 | Elec | SFHPSlab | 0.267 | 3.8024 | 0.18521 | 2.6461 | 1 | 2022-01-01 | Elec | SFHPSlab | 0.267 | 3.8024 | 0.18521 | 2.6461 | 1 | 2022-01-01 | Elec | SFHPSlab | 0.267 | 3.8024 | 0.18521 | 2.6461 | 1 | 2022-01-01 | Elec | SFHPSlab | 0.267 | 3.8024 | 0.18521 | 2.6461 | 1 | 2022-01-01 | Elec | SFHPSlab | 0.267 | 3.8024 | 0.18521 | 2.6461 | 1 | 2022-01-01 | Elec | SFHPSlab | 0.267 | 3.8024 | 0.18521 | 2.6461 | 1 | 2022-01-01 | Elec | SFHPSlab | 0.267 | 3.8024 | 0.18521 | 2.6461 | 1 | 2022-01-01 | Elec | SFHPSlab | 0.267 | 3.8024 | 0.18521 | 2.6461 | 1 | 2022-01-01 | Elec | SFHPSlab | 0.267 | 3.8024 | 0.18521 | 2.6461 | 1 | 2022-01-01 | Elec | SFHPSlab | 0.267 | 3.8024 | 0.18521 | 2.6461 | 1 | 2022-01-01 | Elec | SFHPSlab | 0.267 | 3.8024 | 0.18521 | 2.6461 | 1 | 2022-01-01 | Elec | SFHPSlab | 0.267 | 3.8024 | 0.18521 | 2.6461 | 1 | 2022-01-01 | Elec | SFHPSlab | 0.267 | 3.8024 | 0.18521 | 2.6461 | 1 | 2022-01-01 | Elec | SFHPSlab | 0.267 | 3.8024 | 0.18521 | 2.6461 | 1 | 2022-01-01 | Elec | SFHPSlab | 0.267 | 3.8024 | 0.18521 | 2.6461 | 1 | 2022-01-01 | Elec | SFHPSlab | 0.267 | 3.8024 | 0.18521 | 2.6461 | 1 | 2022-01-01 | Elec | SFHPSlab | 0.267 | 3.8024 | 0.18521 | 2.6461 | 1 | 2022-01-01 | Elec | SFHPSlab | 0.267 | 3.8024 | 0.18521 | 2.6461 | 1 | 2022-01-01 | Elec | SFHPSlab | 0.267 | 3.8024 | 0.18521 | 2.6461 | 1 | 2022-01-01 | Elec | SFHPSlab | 0.267 | 3.8024 | 0.18521 | 2.6461 | 1 | 2022-01-01 | Elec | SFHPSlab | 0.267 | 3.8024 | 0.18521 | 2.6461 | 1 | 2022-01-01 | Elec | SFHPSlab | 0.267 | 3.8024 | 0.18521 | 2.6461 | 1 | 2022-01-01 | Elec | SFHPSlab | 0.267 | 3.8024 | 0.18521 | 2.6461 | 1 | 2022-01-01 | Elec | SFHPSlab | 0.267 | 3.8024 | 0.18521 | 2.6461 | 1 | 2022-01-01 | Elec | SFHPSlab | 0.267 | 3.8024 | 0.18521 | 2.6461 | 1 | 2022-01-01 | Elec | SFHPSlab | 0.267 | 3.8024 | 0.18521 | 2.6461 | 1 | 2022-01-01 | Elec | SFHPSlab | 0.267 | 3.8024 | 0.18521 | 2.6461 | 1 | 2022-01-01 | Elec | SFHPSlab | 0.267 | 3.8024 | 0.18521 | 2.6461 | 1 | 2022-01-01 | Elec | SFHPSlab | 0.267 | 3.8024 | 0.18521 | 2.6461 | 1 | 2022-01-01 | Elec | SFHPSlab | 0.267 | 3.8024 | 0.18521 | 2.6461 | 1 | 2022-01-01 | Elec | SFHPSlab | 0.267 | 3.8024 | 0.18521 | 2.6461 | 1 | 2022-01-01 | Elec | SFHPSlab | 0.267 | 3.8024 | 0.18521 | 2.6461 | 1 | 2022-01-01 | Elec | SFHPSlab | 0.267 | 3.8024 | 0.18521 | 2.6461 | 1 | 2022-01-01 | Elec | SFHPSlab | 0.267 | 3.8024 | 0.18521 | 2.6461 | 1 | 2022-01-01 | Elec | SFHPSlab | 0.267 | 3.8024 | 0.18521 | 2.6461 | 1 | 2022-01-01 | Elec | SFHPSlab | 0.267 | 3.8024 | 0.18521 | 2.6461 | 1 | 2022-01-01 | Elec | SFHPSlab | 0.267 | 3.8024 | 0.18521 | 2.6461 | 1 | 2022-01-01 | Elec | SFHPSlab | 0.267 | 3.8024 | 0.18521 | 2.6461 | 1 | 2022-01-01 | Elec | SFHPSlab | 0.267 | 3.8024 | 0.18521 | 2.6461 | 1 | 2022-01-01 | Elec | SFHPSlab | 0.267 | 3.8024 | 0.18521 | 2.6461 | 1 | 2022-01-01 | Elec | SFHPSlab | 0.267 | 3.8024 | 0.18521 | 2.6461 | 1 | 2022-01-01 | Elec | SFHPSlab | 0.267 | 3.8024 | 0.18521 | 2.6461 | 1 | 2022-01-01 | Elec | SFHPSlab | 0.267 | 3.8024 | 0.18521 | 2.6461 | 1 | 2022-01-01 | Elec | SFHPSlab | 0.267 | 3.8024 | 0.18521 | 2.6461 | 1 | 2022-01-01 | Elec | SFHPSlab | 0.267 | 3.8024 | 0.18521 | 2.6461 | 1 | 2022-01-01 | Elec | SFHPSlab | 0.267 | 3.8024 | 0.18521 | 2.6461 | 1 | 2022-01-01 | Elec | SFHPSlab | 0.267 | 3.8024 | 0.18521 | 2.6461 | 1 | 2022-01-01 | Elec | SFHPSlab | 0.267 | 3.8024 | 0.18521 | 2.6461 | 1 | 2022-01-01 | Elec | SFHPSlab | 0.267 | 3.8024 | 0.18521 | 2.6461 | 1 | 2022-01-01 | Elec | SFHPSlab | 0.267 | 3.8024 | 0.18521 | 2.6461 | 1 | 2022-01-01 | Elec | SFHPSlab | 0.267 | 3.8024 | 0.18521 | 2.6461 | 1 | 2022-01-01 | Elec | SFHPSlab | 0.267 | 3.8024 | 0.18521 | 2.6461 | 1 | 2022-01-01 | Elec | SFHPSlab | 0.267 | 3.8024 | 0.18521 | 2.6461 | 1 | 2022-01-01 | Elec | SFHPSlab | 0.267 | 3.8024 | 0.18521 | 2.6461 | 1 | 2022-01-01 | Elec | SFHPSlab | 0.267 | 3.8024 | 0.18521 | 2.6461 | 1 | 2022-01-01 | Elec | SFHPSlab | 0.267 | 3.8024 | 0.18521 | 2.6461 | 1 | 2022-01-01 | Elec | SFHPSlab | 0.267 | 3.8024 | 0.18521 | 2.6461 | 1 | 2022-01-01 | Elec | SFHPSlab | 0.267 | 3.8024 | 0.18521 | 2.6461 | 1 | 2022-01-01 | Elec | SFHPSlab | 0.267 | 3.8024 | 0.18521 | 2.6461 | 1 | 2022-01-01 | Elec | SFHPSlab | 0.267 | 3.8024 | 0.18521 | 2.6461 | 1 | 2022-01-01 | Elec | SFHPSlab | 0.267 | 3.8024 | 0.18521 | 2.6461 | 1 | 2022-01-01 | Elec | SFHPSlab | 0.267 | 3.8024 | 0.18521 | 2.6461 | 1 | 2022-01-01 | Elec | SFHPSlab | 0.267 | 3.8024 | 0.18521 | 2.6461 | 1 | 2022-01-01 | Elec | SFHPSlab | 0.267 | 3.8024 | 0.18521 | 2.6461 | 1 | 2022-01-01 | Elec | SFHPSlab | 0.267 | 3.8024 | 0.18521 | 2.6461 | 1 | 2022-01-01 | Elec | SFHPSlab | 0.267 | 3.8024 | 0.18521 | 2.6461 | 1 | 2022-01-01 | Elec | SFHPSlab | 0.267 | 3.8024 | 0.18521 | 2.6461 | 1 | 2022-01-01 | Elec | SFHPSlab | 0.267 | 3.8024 | 0.18521 | 2.6461 | 1 | 2022-01-01 | Elec | SFHPSlab | 0.267 | 3.8024 | 0.18521 | 2.6461 | 1 | 2022-01-01 | Elec | SFHPSlab | 0.267 | 3.8024 | 0.18521 | 2.6461 | 1 | 2022-01-01 | Elec | SFHPSlab | 0.267 | 3.8024 | 0.18521 | 2.6461 | 1 | 2022-01-01 | Elec | SFHPSlab | 0.267 | 3.8024 | 0.18521 | 2.6461 | 1 | 2022-01-01 | Elec | SFHPSlab | 0.267 | 3.8024 | 0.18521 | 2.6461 | 1 | 2022-01-01 | Elec | SFHPSlab | 0.267 | 3.8024 | 0.18521 | 2.6461 | 1 | 2022-01-01 | Elec | SFHPSlab | 0.267 | 3.8024 | 0.18521 | 2.6461 | 1 | 2022-01-01 | Elec | SFHPSlab | 0.267 | 3.8024 | 0.18521 | 2.6461 | 1 | 2022-01-01 | Elec | SFHPSlab | 0.267 | 3.8024 | 0.18521 | 2.6461 | 1 | 2022-01-01 | Elec | SFHPSlab | 0.267 | 3.8024 | 0.18521 | 2.6461 | 1 | 2022-01-01 | Elec | SFHPSlab | 0.267 | 3.8024 | 0.18521 | 2.6461 | 1 | 2022-01-01 | Elec | SFHPSlab | 0.267 | 3.8024 | 0.18521 | 2.6461 | 1 | 2022-01-01 | Elec | SFHPSlab | 0.267 | 3.8024 | 0.18521 | 2.6461 | 1 | 2022-01-01 | Elec | SFHPSlab | 0.267 | 3.8024 | 0.18521 | 2.6461 | 1 | 2022-01-01 | Elec | SFHPSlab | 0.267 | 3.8024 | 0.18521 | 2.6461 | 1 | 2022-01-01 | Elec | SFHPSlab | 0.267 | 3.8024 | 0.18521 | 2.6461 | 1 | 2022-01-01 | Elec | SFHPSlab | 0.267 | 3.8024 | 0.18521 | 2.6461 | 1 | 2022-01-01 | Elec | SFHPSlab | 0.267 | 3.8024 | 0.18521 | 2.6461 | 1 | 2022-01-01 | Elec | SFHPSlab | 0.267 | 3.8024 | 0.18521 | 2.6461 | 1 | 2022-01-01 | Elec | SFHPSlab | 0.267 | 3.8024 | 0.18521 | 2.6461 | 1 | 2022-01-01 | Elec | SFHPSlab | 0.267 | 3.8024 | 0.18521 | 2.6461 | 1 | 2022-01-01 | Elec | SFHPSlab | 0.267 | 3.8024 | 0.18521 | 2.6461 | 1 | 2022-01-01 | Elec | SFHPSlab | 0.267 | 3.8024 | 0.18521 | 2.6461 | 1 | 2022-01-01 | Elec | SFHPSlab | 0.267 | 3.8024 | 0.18521 | 2.6461 | 1 | 2022-01-01 | Elec | SFHPSlab | 0.267 | 3.8024 | 0.18521 | 2.6461 | 1 | 2022-01-01 | Elec | SFHPSlab | 0.267 | 3.8024 | 0.18521 | 2.6461 | 1 | 2022-01-01 | Elec | SFHPSlab | 0.267 | 3.8024 | 0.18521 | 2.6461 | 1 | 2022-01-01 | Elec | SFHPSlab | 0.267 | 3.8024 | 0.18521 | 2.6461 | 1 | 2022-01-01 | Elec | SFHPSlab | 0.267 | 3.8024 | 0.18521 | 2.6461 | 1 | 2022-01-01 | Elec | SFHPSlab | 0.267 | 3.8024 | 0.18521 | 2.6461 | 1 | 2022-01-01 | Elec | SFHPSlab | 0.267 | 3.8024 | 0.18521 | 2.6461 | 1 | 2022-01-01 | Elec | SFHPSlab | 0.267 | 3.8024 | 0.18521 | 2.6461 | 1 | 2022-01-01 | Elec | SFHPSlab | 0.267 | 3.8024 | 0.18521 | 2.6461 | 1 | 2022-01-01 | Elec | SFHPSlab | 0.267 | 3.8024 | 0.18521 | 2.6461 | 1 | 2022-01-01 | Elec | SFHPSlab | 0.267 | 3.8024 | 0.18521 | 2.6461 | 1 | 2022-01-01 | Elec | SFHPSlab | 0.267 | 3.8024 | 0.18521 | 2.6461 | 1 | 2022-01-01 | Elec | SFHPSlab | 0.267 | 3.8024 | 0.18521 | 2.6461 | 1 | 2022-01-01 | Elec | SFHPSlab | 0.267 | 3.8024 | 0.18521 | 2.6461 | 1 | 2022-01-01 | Elec | SFHPSlab | 0.267 | 3.8024 | 0.18521 | 2.6461 | 1 | 2022-01-01 | Elec | SFHPSlab | 0.267 | 3.8024 | 0.18521 | 2.6461 | 1 | 2022-01-01 | Elec | SFHPSlab | 0.267 | 3.8024 | 0.18521 | 2.6461 | 1 | 2022-01-01 | Elec | SFHPSlab | 0.267 | 3.8024 | 0.18521 | 2.6461 | 1 | 2022-01-01 | Elec | SFHPSlab | 0.267 | 3.8024 | 0.18521 | 2.6461 | 1 | 2022-01-01 | Elec | SFHPSlab | 0.267 | 3.8024 | 0.18521 | 2.6461 | 1 | 2022-01-01 | Elec | SFHPSlab | 0.267 | 3.8024 | 0.18521 | 2.6461 | 1 | 2022-01-01 | Elec | SFHPSlab | 0.267 | 3.8024 | 0.18521 | 2.6461 | 1 | 2022-01-01 | Elec | SFHPSlab | 0.267 | 3.8024 | 0.18521 | 2.6461 | 1 | 2022-01-01 | Elec | SFHPSlab | 0.267 | 3.8024 | 0.18521 | 2.6461 | 1 | 2022-01-01 | Elec | SFHPSlab | 0.267 | 3.8024 | 0.18521 | 2.6461 | 1 | 2022-01-01 | Elec | SFHPSlab | 0.267 | 3.8024 | 0.18521 | 2.6461 | 1 | 2022-01-01 | Elec | SFHPSlab | 0.267 | 3.8024 | 0.18521 | 2.6461 | 1 | 2022-01-01 | Elec | SFHPSlab | 0.267 | 3.8024 | 0.18521 | 2.6461 | 1 | 2022-01-01 | Elec | SFHPSlab | 0.267 | 3.8024 | 0.18521 | 2.6461 | 1 | 2022-01-01 | Elec | SFHPSlab | 0.267 | 3.8024 | 0.18521 | 2.6461 | 1 | 2022-01-01 | Elec | SFHPSlab | 0.267 | 3.8024 | 0.18521 | 2.6461 | 1 | 2022-01-01 | Elec | SFHPSlab | 0.267 | 3.8024 | 0.18521 | 2.6461 | 1 | 2022-01-01 | Elec | SFHPSlab | 0.267 | 3.8024 | 0.18521 | 2.6461 | 1 | 2022-01-01 | Elec | SFHPSlab | 0.267 | 3.8024 | 0.18521 | 2.6461 | 1 | 2022-01-01 | Elec | SFHPSlab | 0.267 | 3.8024 | 0.18521 | 2.6461 | 1 | 2022-01-01 | Elec | SFHPSlab | 0.267 | 3.8024 | 0.18521 | 2.6461 | 1 | 2022-01-01 | Elec | SFHPSlab | 0.267 | 3.8024 | 0.18521 | 2.6461 | 1 | 2022-01-01 | Elec | SFHPSlab | 0.267 | 3.8024 | 0.18521 | 2.6461 | 1 | 2022-01-01 | Elec | SFHPSlab | 0.267 | 3.8024 | 0.18521 | 2.6461 | 1 | 2022-01-01 | Elec | SFHPSlab | 0.267 | 3.8024 | 0.18521 | 2.6461 | 1 | 2022-01-01 | Elec | SFHPSlab | 0.267 | 3.8024 | 0.18521 | 2.6461 | 1 | 2022-01-01 | Elec | SFHPSlab | 0.267 | 3.8024 | 0.18521 | 2.6461 | 1 | 2022-01-01 | Elec | SFHPSlab | 0.267 | 3.8024 | 0.18521 | 2.6461 | 1 | 2022-01-01 | Elec | SFHPSlab | 0.267 | 3.8024 | 0.18521 | 2.6461 | 1 | 2022-01-01 | Elec | SFHPSlab | 0.267 | 3.8024 | 0.18521 | 2.6461 | 1 | 2022-01-01 | Elec | SFHPSlab | 0.267 | 3.8024 | 0.18521 | 2.6461 | 1 | 2022-01-01 | Elec | SFHPSlab | 0.267 | 3.8024 | 0.18521 | 2.6461 | 1 | 2022-01-01 | Elec | SFHPSlab | 0.267 | 3.8024 | 0.18521 | 2.6461 | 1 | 2022-01-01 | Elec | SFHPSlab | 0.267 | 3.8024 | 0.18521 | 2.6461 | 1 | 2022-01-01 | Elec | SFHPSlab | 0.267 | 3.8024 | 0.18521 | 2.6461 | 1 | 2022-01-01 | Elec | SFHPSlab | 0.267 | 3.8024 | 0.18521 | 2.6461 | 1 | 2022-01-01 | Elec | SFHPSlab | 0.267 | 3.8024 | 0.18521 | 2.6461 | 1 | 2022-01-01 | Elec | SFHPSlab | 0.267 | 3.8024 | 0.18521 | 2.6461 | 1 | 2022-01-01 | Elec | SFHPSlab | 0.267 | 3.8024 | 0.18521 | 2.6461 | 1 | 2022-01-01 | Elec | SFHPSlab | 0.267 | 3.8024 | 0.18521 | 2.6461 | 1 | 2022-01-01 | Elec | SFHPSlab | 0.267 | 3.8024 | 0.18521 | 2.6461 | 1 | 2022-01-01 | Elec | SFHPSlab | 0.267 | 3.8024 | 0.18521 | 2.6461 | 1 | 2022-01-01 | Elec | SFHPSlab | 0.267 | 3.8024 | 0.18521 | 2.6461 | 1 | 2022-01-01 | Elec | SFHPSlab | 0.267 | 3.8024 | 0.18521 | 2.6461 | 1 | 2022-01-01 | Elec | SFHPSlab | 0.267 | 3.8024 | 0.18521 | 2.6461 | 1 | 2022-01-01 | Elec | SFHPSlab | 0.267 | 3.8024 | 0.18521 | 2.6461 | 1 | 2022-01-01 | Elec | SFHPSlab | 0.267 | 3.8024 | 0.18521 | 2.6461 | 1 | 2022-01-01 | Elec | SFHPSlab | 0.267 | 3.8024 | 0.18521 | 2.6461 | 1 | 2022-01-01 | Elec | SFHPSlab | 0.267 | 3.8024 | 0.18521 | 2.6461 | 1 | 2022-01-01 | Elec | SFHPSlab | 0.267 | 3.8024 | 0.18521 | 2.6461 | 1 | 2022-01-01 | Elec | SFHPSlab | 0.267 | 3.8024 | 0.18521 | 2.6461 | 1 | 2022-01-01 | Elec | SFHPSlab | 0.267 | 3.8024 | 0.18521 | 2.6461 | 1 | 2022-01-01 | Elec | SFHPSlab | 0.267 | 3.8024 | 0.18521 | 2.6461 | 1 | 2022-01-01 | Elec | SFHPSlab | 0.267 | 3.8024 | 0.18521 | 2.6461 | 1 | 2022-01-01 | Elec | SFHPSlab | 0.267 | 3.8024 | 0.18521 | 2.6461 | 1 | 2022-01-01 | Elec | SFHPSlab | 0.267 | 3.8024 | 0.18521 | 2.6461 | 1 | 2022-01-01 | Elec | SFHPSlab | 0.267 | 3.8024 | 0.18521 | 2.6461 | 1 | 2022-01-01 | Elec | SFHPSlab | 0.267 | 3.8024 | 0.18521 | 2.6461 | 1 | 2022-01-01 | Elec | SFHPSlab | 0.267 | 3.8024 | 0.18521 | 2.6461 | 1 | 2022-01-01 | Elec | SFHPSlab | 0.267 | 3.8024 | 0.18521 | 2.6461 | 1 | 2022-01-01 | Elec | SFHPSlab | 0.267 | 3.8024 | 0.18521 | 2.6461 | 1 | 2022-01-01 | Elec | SFHPSlab | 0.267 | 3.8024 | 0.18521 | 2.6461 | 1 | 2022-01-01 | Elec | SFHPSlab | 0.267 | 3.8024 | 0.18521 | 2.6461 | 1 | 2022-01-01 | Elec | SFHPSlab | 0.267 | 3.8024 | 0.18521 | 2.6461 | 1 | 2022-01-01 | Elec | SFHPSlab | 0.267 | 3.8024 | 0.18521 | 2.6461 | 1 | 2022-01-01 | Elec | SFHPSlab | 0.267 | 3.8024 | 0.18521 | 2.6461 | 1 | 2022-01-01 | Elec | SFHPSlab | 0.267 | 3.8024 | 0.18521 | 2.6461 | 1 | 2022-01-01 | Elec | SFHPSlab | 0.267 | 3.8024 | 0.18521 | 2.6461 | 1 | 2022-01-01 | Elec | SFHPSlab | 0.267 | 3.8024 | 0.18521 | 2.6461 | 1 | 2022-01-01 | Elec | SFHPSlab | 0.267 | 3.8024 | 0.18521 | 2.6461 | 1 | 2022-01-01 | Elec | SFHPSlab | 0.267 | 3.8024 | 0.18521 | 2.6461 | 1 | 2022-01-01 | Elec | SFHPSlab | 0.267 | 3.8024 | 0.18521 | 2.6461 | 1 | 2022-01-01 | Elec | SFHPSlab | 0.267 | 3.8024 | 0.18521 | 2.6461 | 1 | 2022-01-01 | Elec | SFHPSlab | 0.267 | 3.8024 | 0.18521 | 2.6461 | 1 | 2022-01-01 | Elec | SFHPSlab | 0.267 | 3.8024 | 0.18521 | 2.6461 | 1 | 2022-01-01 | Elec | SFHPSlab | 0.267 | 3.8024 | 0.18521 | 2.6461 | 1 | 2022-01-01 | Elec | SFHPSlab | 0.267 | 3.8024 | 0.18521 | 2.6461 | 1 | 2022-01-01 | Elec | SFHPSlab | 0.267 | 3.8024 | 0.18521 | 2.6461 | 1 | 2022-01-01 | Elec | SFHPSlab | 0.267 | 3.8024 | 0.18521 | 2.6461 | 1 | 2022-01-01 | Elec | SFHPSlab | 0.267 | 3.8024 | 0.18521 | 2.6461 | 1 | 2022-01-01 | Elec | SFHPSlab | 0.267 | 3.8024 | 0.18521 | 2.6461 | 1 | 2022-01-01 | Elec | SFHPSlab | 0.267 | 3.8024 | 0.18521 | 2.6461 | 1 | 2022-01-01 | Elec | SFHPSlab | 0.267 | 3.8024 | 0.18521 | 2.6461 | 1 | 2022-01-01 | Elec | SFHPSlab | 0.267 | 3.8024 | 0.18521 | 2.6461 | 1 | 2022-01-01 | Elec | SFHPSlab | 0.267 | 3.8024 | 0.18521 | 2.6461 | 1 | 2022-01-01 | Elec | SFHPSlab | 0.267 | 3.8024 | 0.18521 | 2.6461 | 1 | 2022-01-01 | Elec | SFHPSlab | 0.267 | 3.8024 | 0.18521 | 2.6461 | 1 | 2022-01-01 | Elec | SFHPSlab | 0.267 | 3.8024 | 0.18521 | 2.6461 | 1 | 2022-01-01 | Elec | SFHPSlab | 0.267 | 3.8024 | 0.18521 | 2.6461 | 1 | 2022-01-01 | Elec | SFHPSlab | 0.267 | 3.8024 | 0.18521 | 2.6461 | 1 | 2022-01-01 | Elec | SFHPSlab | 0.267 | 3.8024 | 0.18521 | 2.6461 | 1 | 2022-01-01 | Elec | SFHPSlab | 0.267 | 3.8024 | 0.18521 | 2.6461 | 1 | 2022-01-01 | Elec | SFHPSlab | 0.267 | 3.8024 | 0.18521 | 2.6461 | 1 | 2022-01-01 | Elec | SFHPSlab | 0.267 | 3.8024 | 0.18521 | 2.6461 | 1 | 2022-01-01 | Elec | SFHPSlab | 0.267 | 3.8024 | 0.18521 | 2.6461 | 1 | 2022-01-01 | Elec | SFHPSlab | 0.267 | 3.8024 | 0.18521 | 2.6461 | 1 | 2022-01-01 | Elec | SFHPSlab | 0.267 | 3.8024 | 0.18521 | 2.6461 | 1 | 2022-01-01 | Elec | SFHPSlab | 0.267 | 3.8024 | 0.18521 | 2.6461 | 1 | 2022-01-01 | Elec | SFHPSlab | 0.267 | 3.8024 | 0.18521 | 2.6461 | 1 | 2022-01-01 | Elec | SFHPSlab | 0.267 | 3.8024 | 0.18521 | 2.6461 | 1 | 2022-01-01 | Elec | SFHPSlab | 0.267 | 3.8024 | 0.18521 | 2.6461 | 1 | 2022-01-01 | Elec | SFHPSlab | 0.267 | 3.8024 | 0.18521 | 2.6461 | 1 | 2022-01-01 | Elec | SFHPSlab | 0.267 | 3.8024 | 0.18521 | 2.6461 | 1 | 2022-01-01 | Elec | SFHPSlab | 0.267 | 3.8024 | 0.18521 | 2.6461 | 1 | 2022-01-01 | Elec | SFHPSlab | 0.267 | 3.8024 | 0.18521 | 2.6461 | 1 | 2022-01-01 | Elec | SFHPSlab | 0.267 | 3.8024 | 0.18521 | 2.6461 | 1 | 2022-01-01 | Elec | SFHPSlab | 0.267 | 3.8024 | 0.18521 | 2.6461 | 1 | 2022-01-01 | Elec | SFHPSlab | 0.267 | 3.8024 | 0.18521 | 2.6461 | 1 | 2022-01-01 | Elec | SFHPSlab | 0.267 | 3.8024 | 0.18521 | 2.6461 | 1 | 2022-01-01 | Elec | SFHPSlab | 0.267 | 3.8024 | 0.18521 | 2.6461 | 1 | 2022-01-01 | Elec | SFHPSlab | 0.267 | 3.8024 | 0.18521 | 2.6461 | 1 | 2022-01-01 | Elec | SFHPSlab | 0.267 | 3.8024 | 0.18521 | 2.6461 | 1 | 2022-01-01 | Elec | SFHPSlab | 0.267 | 3.8024 | 0.18521 | 2.6461 | 1 | 2022-01-01 | Elec | SFHPSlab | 0.267 | 3.8024 | 0.18521 | 2.6461 | 1 | 2022-01-01 | Elec | SFHPSlab | 0.267 | 3.8024 | 0.18521 | 2.6461 | 1 | 2022-01-01 | Elec | SFHPSlab | 0.267 | 3.8024 | 0.18521 | 2.6461 | 1 | 2022-01-01 | Elec | SFHPSlab | 0.267 | 3.8024 | 0.18521 | 2.6461 | 1 | 2022-01-01 | Elec | SFHPSlab | 0.267 | 3.8024 | 0.18521 | 2.6461 | 1 | 2022-01-01 | Elec | SFHPSlab | 0.267 | 3.8024 | 0.18521 | 2.6461 | 1 | 2022-01-01 | Elec | SFHPSlab | 0.267 | 3.8024 | 0.18521 | 2.6461 | 1 | 2022-01-01 | Elec | SFHPSlab | 0.267 | 3.8024 | 0.18521 | 2.6461 | 1 | 2022-01-01 | Elec | SFHPSlab | 0.267 | 3.8024 | 0.18521 | 2.6461 | 1 | 2022-01-01 | Elec | SFHPSlab | 0.267 | 3.8024 | 0.18521 | 2.6461 | 1 | 2022-01-01 | Elec | SFHPSlab | 0.267 | 3.8024 | 0.18521 | 2.6461 | 1 | 2022-01-01 | Elec | SFHPSlab | 0.267 | 3.8024 | 0.18521 | 2.6461 | 1 | 2022-01-01 | Elec | SFHPSlab | 0.267 | 3.8024 | 0.18521 | 2.6461 | 1 | 2022-01-01 | Elec | SFHPSlab | 0.267 | 3.8024 | 0.18521 | 2.6461 | 1 | 2022-01-01 | Elec | SFHPSlab | 0.267 | 3.8024 | 0.18521 | 2.6461 | 1 | 2022-01-01 | Elec | SFHPSlab | 0.267 | 3.8024 | 0.18521 | 2.6461 | 1 | 2022-01-01 | Elec | SFHPSlab | 0.267 | 3.8024 | 0.18521 | 2.6461 | 1 | 2022-01-01 | Elec | SFHPSlab | 0.267 | 3.8024 | 0.18521 | 2.6461 | 1 | 2022-01-01 | Elec | SFHPSlab | 0.267 | 3.8024 | 0.18521 | 2.6461 | 1 | 2022-01-01 | Elec | SFHPSlab | 0.267 | 3.8024 | 0.18521 | 2.6461 | 1 | 2022-01-01 | Elec | SFHPSlab | 0.267 | 3.8024 | 0.18521 | 2.6461 | 1 | 2022-01-01 | Elec | SFHPSlab | 0.267 | 3.8024 | 0.18521 | 2.6461 | 1 | 2022-01-01 | Elec | SFHPSlab | 0.267 | 3.8024 | 0.18521 | 2.6461 | 1 | 2022-01-01 | Elec | SFHPSlab | 0.267 | 3.8024 | 0.18521 | 2.6461 | 1 | 2022-01-01 | Elec | SFHPSlab | 0.267 | 3.8024 | 0.18521 | 2.6461 | 1 | 2022-01-01 | Elec | SFHPSlab | 0.267 | 3.8024 | 0.18521 | 2.6461 | 1 | 2022-01-01 | Elec | SFHPSlab | 0.267 | 3.8024 | 0.18521 | 2.6461 | 1 | 2022-01-01 | Elec | SFHPSlab | 0.267 | 3.8024 | 0.18521 | 2.6461 | 1 | 2022-01-01 | Elec | SFHPSlab | 0.267 | 3.8024 | 0.18521 | 2.6461 | 1 | 2022-01-01 | Elec | SFHPSlab | 0.267 | 3.8024 | 0.18521 | 2.6461 | 1 | 2022-01-01 | Elec | SFHPSlab | 0.267 | 3.8024 | 0.18521 | 2.6461 | 1 | 2022-01-01 | Elec | SFHPSlab | 0.267 | 3.8024 | 0.18521 | 2.6461 | 1 | 2022-01-01 | Elec | SFHPSlab | 0.267 | 3.8024 | 0.18521 | 2.6461 | 1 | 2022-01-01 | Elec | SFHPSlab | 0.267 | 3.8024 | 0.18521 | 2.6461 | 1 | 2022-01-01 | Elec | SFHPSlab | 0.267 | 3.8024 | 0.18521 | 2.6461 | 1 | 2022-01-01 | Elec | SFHPSlab | 0.267 | 3.8024 | 0.18521 | 2.6461 | 1 | 2022-01-01 | Elec | SFHPSlab | 0.267 | 3.8024 | 0.18521 | 2.6461 | 1 | 2022-01-01 | Elec | SFHPSlab | 0.267 | 3.8024 | 0.18521 | 2.6461 | 1 | 2022-01-01 | Elec | SFHPSlab | 0.267 | 3.8024 | 0.18521 | 2.6461 | 1 | 2022-01-01 | Elec | SFHPSlab | 0.267 | 3.8024 | 0.18521 | 2.6461 | 1 | 2022-01-01 | Elec | SFHPSlab | 0.267 | 3.8024 | 0.18521 | 2.6461 | 1 | 2022-01-01 | Elec | SFHPSlab | 0.267 | 3.8024 | 0.18521 | 2.6461 | 1 | 2022-01-01 | Elec | SFHPSlab | 0.267 | 3.8024 | 0.18521 | 2.6461 | 1 | 2022-01-01 | Elec | SFHPSlab | 0.267 | 3.8024 | 0.18521 | 2.6461 | 1 | 2022-01-01 | Elec | SFHPSlab | 0.267 | 3.8024 | 0.18521 | 2.6461 | 1 | 2022-01-01 | Elec | SFHPSlab | 0.267 | 3.8024 | 0.18521 | 2.6461 | 1 | 2022-01-01 | Elec | SFHPSlab | 0.267 | 3.8024 | 0.18521 | 2.6461 | 1 | 2022-01-01 | Elec | SFHPSlab | 0.267 | 3.8024 | 0.18521 | 2.6461 | 1 | 2022-01-01 | Elec | SFHPSlab | 0.267 | 3.8024 | 0.18521 | 2.6461 | 1 | 2022-01-01 | Elec | SFHPSlab | 0.267 | 3.8024 | 0.18521 | 2.6461 | 1 | 2022-01-01 | Elec | SFHPSlab | 0.267 | 3.8024 | 0.18521 | 2.6461 | 1 | 2022-01-01 | Elec | SFHPSlab | 0.267 | 3.8024 | 0.18521 | 2.6461 | 1 | 2022-01-01 | Elec | SFHPSlab | 0.267 | 3.8024 | 0.18521 | 2.6461 | 1 | 2022-01-01 | Elec | SFHPSlab | 0.267 | 3.8024 | 0.18521 | 2.6461 | 1 | 2022-01-01 | Elec | SFHPSlab | 0.267 | 3.8024 | 0.18521 | 2.6461 | 1 | 2022-01-01 | Elec | SFHPSlab | 0.267 | 3.8024 | 0.18521 | 2.6461 | 1 | 2022-01-01 | Elec | SFHPSlab | 0.267 | 3.8024 | 0.18521 | 2.6461 | 1 | 2022-01-01 | Elec | SFHPSlab | 0.267 | 3.8024 | 0.18521 | 2.6461 | 1 | 2022-01-01 | Elec | SFHPSlab | 0.267 | 3.8024 | 0.18521 | 2.6461 | 1 | 2022-01-01 | Elec | SFHPSlab | 0.267 | 3.8024 | 0.18521 | 2.6461 | 1 | 2022-01-01 | Elec | SFHPSlab | 0.267 | 3.8024 | 0.18521 | 2.6461 | 1 | 2022-01-01 | Elec | SFHPSlab | 0.267 | 3.8024 | 0.18521 | 2.6461 | 1 | 2022-01-01 | Elec | SFHPSlab | 0.267 | 3.8024 | 0.18521 | 2.6461 | 1 | 2022-01-01 | Elec | SFHPSlab | 0.267 | 3.8024 | 0.18521 | 2.6461 | 1 | 2022-01-01 | Elec | SFHPSlab | 0.267 | 3.8024 | 0.18521 | 2.6461 | 1 | 2022-01-01 | Elec | SFHPSlab | 0.267 | 3.8024 | 0.18521 | 2.6461 | 1 | 2022-01-01 | Elec | SFHPSlab | 0.267 | 3.8024 | 0.18521 | 2.6461 | 1 | 2022-01-01 | Elec | SFHPSlab | 0.267 | 3.8024 | 0.18521 | 2.6461 | 1 | 2022-01-01 | Elec | SFHPSlab | 0.267 | 3.8024 | 0.18521 | 2.6461 | 1 | 2022-01-01 | Elec | SFHPSlab | 0.267 | 3.8024 | 0.18521 | 2.6461 | 1 | 2022-01-01 | Elec | SFHPSlab | 0.267 | 3.8024 | 0.18521 | 2.6461 | 1 | 2022-01-01 | Elec | SFHPSlab | 0.267 | 3.8024 | 0.18521 | 2.6461 | 1 | 2022-01-01 | Elec | SFHPSlab | 0.267 | 3.8024 | 0.18521 | 2.6461 | 1 | 2022-01-01 | Elec | SFHPSlab | 0.267 | 3.8024 | 0.18521 | 2.6461 | 1 | 2022-01-01 | Elec | SFHPSlab | 0.267 | 3.8024 | 0.18521 | 2.6461 | 1 | 2022-01-01 | Elec | SFHPSlab | 0.267 | 3.8024 | 0.18521 | 2.6461 | 1 | 2022-01-01 | Elec | SFHPSlab | 0.267 | 3.8024 | 0.18521 | 2.6461 | 1 | 2022-01-01 | Elec | SFHPSlab | 0.267 | 3.8024 | 0.18521 | 2.6461 | 1 | 2022-01-01 | Elec | SFHPSlab | 0.267 | 3.8024 | 0.18521 | 2.6461 | 1 | 2022-01-01 | Elec | SFHPSlab | 0.267 | 3.8024 | 0.18521 | 2.6461 | 1 | 2022-01-01 | Elec | SFHPSlab | 0.267 | 3.8024 | 0.18521 | 2.6461 | 1 | 2022-01-01 | Elec | SFHPSlab | 0.267 | 3.8024 | 0.18521 | 2.6461 | 1 | 2022-01-01 | Elec | SFHPSlab | 0.267 | 3.8024 | 0.18521 | 2.6461 | 1 | 2022-01-01 | Elec | SFHPSlab | 0.267 | 3.8024 | 0.18521 | 2.6461 | 1 | 2022-01-01 | Elec | SFHPSlab | 0.267 | 3.8024 | 0.18521 | 2.6461 | 1 | 2022-01-01 | Elec | SFHPSlab | 0.267 | 3.8024 | 0.18521 | 2.6461 | 1 | 2022-01-01 | Elec | SFHPSlab | 0.267 | 3.8024 | 0.18521 | 2.6461 | 1 | 2022-01-01 | Elec | SFHPSlab | 0.267 | 3.8024 | 0.18521 | 2.6461 | 1 | 2022-01-01 | Elec | SFHPSlab | 0.267 | 3.8024 | 0.18521 | 2.6461 | 1 | 2022-01-01 | Elec | SFHPSlab | 0.267 | 3.8024 | 0.18521 | 2.6461 | 1 | 2022-01-01 | Elec | SFHPSlab | 0.267 | 3.8024 | 0.18521 | 2.6461 | 1 | 2022-01-01 | Elec | SFHPSlab | 0.267 | 3.8024 | 0.18521 | 2.6461 | 1 | 2022-01-01 | Elec | SFHPSlab | 0.267 | 3.8024 | 0.18521 | 2.6461 | 1 | 2022-01-01 | Elec | SFHPSlab | 0.267 | 3.8024 | 0.18521 | 2.6461 | 1 | 2022-01-01 | Elec | SFHPSlab | 0.267 | 3.8024 | 0.18521 | 2.6461 | 1 | 2022-01-01 | Elec | SFHPSlab | 0.267 | 3.8024 | 0.18521 | 2.6461 | 1 | 2022-01-01 | Elec | SFHPSlab | 0.267 | 3.8024 | 0.18521 | 2.6461 | 1 | 2022-01-01 | Elec | SFHPSlab | 0.267 | 3.8024 | 0.18521 | 2.6461 | 1 | 2022-01-01 | Elec | SFHPSlab | 0.267 | 3.8024 | 0.18521 | 2.6461 | 1 | 2022-01-01 | Elec | SFHPSlab | 0.267 | 3.8024 | 0.18521 | 2.6461 | 1 | 2022-01-01 | Elec | SFHPSlab | 0.267 | 3.8024 | 0.18521 | 2.6461 | 1 | 2022-01-01 | Elec | SFHPSlab | 0.267 | 3.8024 | 0.18521 | 2.6461 | 1 | 2022-01-01 | Elec | SFHPSlab | 0.267 | 3.8024 | 0.18521 | 2.6461 | 1 | 2022-01-01 | Elec | SFHPSlab | 0.267 | 3.8024 | 0.18521 | 2.6461 | 1 | 2022-01-01 | Elec | SFHPSlab | 0.267 | 3.8024 | 0.18521 | 2.6461 | 1 | 2022-01-01 | Elec | SFHPSlab | 0.267 | 3.8024 | 0.18521 | 2.6461 | 1 | 2022-01-01 | Elec | SFHPSlab | 0.267 | 3.8024 | 0.18521 | 2.6461 | 1 | 2022-01-01 | Elec | SFHPSlab | 0.267 | 3.8024 | 0.18521 | 2.6461 | 1 | 2022-01-01 | Elec | SFHPSlab | 0.267 | 3.8024 | 0.18521 | 2.6461 | 1 | 2022-01-01 | Elec | SFHPSlab | 0.267 | 3.8024 | 0.18521 | 2.6461 | 1 | 2022-01-01 | Elec | SFHPSlab | 0.267 | 3.8024 | 0.18521 | 2.6461 | 1 | 2022-01-01 | Elec | SFHPSlab | 0.267 | 3.8024 | 0.18521 | 2.6461 | 1 | 2022-01-01 | Elec | SFHPSlab | 0.267 | 3.8024 | 0.18521 | 2.6461 | 1 | 2022-01-01 | Elec | SFHPSlab | 0.267 | 3.8024 | 0.18521 | 2.6461 | 1 | 2022-01-01 | Elec | SFHPSlab | 0.267 | 3.8024 | 0.18521 | 2.6461 | 1 | 2022-01-01 | Elec | SFHPSlab | 0.267 | 3.8024 | 0.18521 | 2.6461 | 1 | 2022-01-01 | Elec | SFHPSlab | 0.267 | 3.8024 | 0.18521 | 2.6461 | 1 | 2022-01-01 | Elec | SFHPSlab | 0.267 | 3.8024 | 0.18521 | 2.6461 | 1 | 2022-01-01 | Elec | SFHPSlab | 0.267 | 3.8024 | 0.18521 | 2.6461 | 1 | 2022-01-01 | Elec | SFHPSlab | 0.267 | 3.8024 | 0.18521 | 2.6461 | 1 | 2022-01-01 | Elec | SFHPSlab | 0.267 | 3.8024 | 0.18521 | 2.6461 | 1 | 2022-01-01 | Elec | SFHPSlab | 0.267 | 3.8024 | 0.18521 | 2.6461 | 1 | 2022-01-01 | Elec | SFHPSlab | 0.267 | 3.8024 | 0.18521 | 2.6461 | 1 | 2022-01-01 | Elec | SFHPSlab | 0.267 | 3.8024 | 0.18521 | 2.6461 | 1 | 2022-01-01 | Elec | SFHPSlab | 0.267 | 3.8024 | 0.18521 | 2.6461 | 1 | 2022-01-01 | Elec | SFHPSlab | 0.267 | 3.8024 | 0.18521 | 2.6461 | 1 | 2022-01-01 | Elec | SFHPSlab | 0.267 | 3.8024 | 0.18521 | 2.6461 | 1 | 2022-01-01 | Elec | SFHPSlab | 0.267 | 3.8024 | 0.18521 | 2.6461 | 1 | 2022-01-01 | Elec | SFHPSlab | 0.267 | 3.8024 | 0.18521 | 2.6461 | 1 | 2022-01-01 | Elec | SFHPSlab | 0.267 | 3.8024 | 0.18521 | 2.6461 | 1 | 2022-01-01 | Elec | SFHPSlab | 0.267 | 3.8024 | 0.18521 | 2.6461 | 1 | 2022-01-01 | Elec | SFHPSlab | 0.267 | 3.8024 | 0.18521 | 2.6461 | 1 | 2022-01-01 | Elec | SFHPSlab | 0.267 | 3.8024 | 0.18521 | 2.6461 | 1 | 2022-01-01 | Elec | SFHPSlab | 0.267 | 3.8024 | 0.18521 | 2.6461 | 1 | 2022-01-01 | Elec | SFHPSlab | 0.267 | 3.8024 | 0.18521 | 2.6461 | 1 | 2022-01-01 | Elec | SFHPSlab | 0.267 | 3.8024 | 0.18521 | 2.6461 | 1 | 2022-01-01 | Elec | SFHPSlab | 0.267 | 3.8024 | 0.18521 | 2.6461 | 1 | 2022-01-01 | Elec | SFHPSlab | 0.267 | 3.8024 | 0.18521 | 2.6461 | 1 | 2022-01-01 | Elec | SFHPSlab | 0.267 | 3.8024 | 0.18521 | 2.6461 | 1 | 2022-01-01 | Elec | SFHPSlab | 0.267 | 3.8024 | 0.18521 | 2.6461 | 1 | 2022-01-01 | Elec | SFHPSlab | 0.267 | 3.8024 | 0.18521 | 2.6461 | 1 | 2022-01-01 | Elec | SFHPSlab | 0.267 | 3.8024 | 0.18521 | 2.6461 | 1 | 2022-01-01 | Elec | SFHPSlab | 0.267 | 3.8024 | 0.18521 | 2.6461 | 1 | 2022-01-01 | Elec | SFHPSlab | 0.267 | 3.8024 | 0.18521 | 2.6461 | 1 | 2022-01-01 | Elec | SFHPSlab | 0.267 | 3.8024 | 0.18521 | 2.6461 | 1 | 2022-01-01 | Elec | SFHPSlab | 0.267 | 3.8024 | 0.18521 | 2.6461 | 1 | 2022-01-01 | Elec | SFHPSlab | 0.267 | 3.8024 | 0.18521 | 2.6461 | 1 | 2022-01-01 | Elec | SFHPSlab | 0.267 | 3.8024 | 0.18521 | 2.6461 | 1 | 2022-01-01 | Elec | SFHPSlab | 0.267 | 3.8024 | 0.18521 | 2.6461 | 1 | 2022-01-01 | Elec | SFHPSlab | 0.267 | 3.8024 | 0.18521 | 2.6461 | 1 | 2022-01-01 | Elec | SFHPSlab | 0.267 | 3.8024 | 0.18521 | 2.6461 | 1 | 2022-01-01 | Elec | SFHPSlab | 0.267 | 3.8024 | 0.18521 | 2.6461 | 1 | 2022-01-01 | Elec | SFHPSlab | 0.267 | 3.8024 | 0.18521 | 2.6461 | 1 | 2022-01-01 | Elec | SFHPSlab | 0.267 | 3.8024 | 0.18521 | 2.6461 | 1 | 2022-01-01 | Elec | SFHPSlab | 0.267 | 3.8024 | 0.18521 | 2.6461 | 1 | 2022-01-01 | Elec | SFHPSlab | 0.267 | 3.8024 | 0.18521 | 2.6461 | 1 | 2022-01-01 | Elec | SFHPSlab | 0.267 | 3.8024 | 0.18521 | 2.6461 | 1 | 2022-01-01 | Elec | SFHPSlab | 0.267 | 3.8024 | 0.18521 | 2.6461 | 1 | 2022-01-01 | Elec | SFHPSlab | 0.267 | 3.8024 | 0.18521 | 2.6461 | 1 | 2022-01-01 | Elec | SFHPSlab | 0.267 | 3.8024 | 0.18521 | 2.6461 | 1 | 2022-01-01 | Elec | SFHPSlab | 0.267 | 3.8024 | 0.18521 | 2.6461 | 1 | 2022-01-01 | Elec | SFHPSlab | 0.267 | 3.8024 | 0.18521 | 2.6461 | 1 | 2022-01-01 | Elec | SFHPSlab | 0.267 | 3.8024 | 0.18521 | 2.6461 | 1 | 2022-01-01 | Elec | SFHPSlab | 0.267 | 3.8024 | 0.18521 | 2.6461 | 1 | 2022-01-01 | Elec | SFHPSlab | 0.267 | 3.8024 | 0.18521 | 2.6461 | 1 | 2022-01-01 | Elec | SFHPSlab | 0.267 | 3.8024 | 0.18521 | 2.6461 | 1 | 2022-01-01 | Elec | SFHPSlab | 0.267 | 3.8024 | 0.18521 | 2.6461 | 1 | 2022-01-01 | Elec | SFHPSlab | 0.267 | 3.8024 | 0.18521 | 2.6461 | 1 | 2022-01-01 | Elec | SFHPSlab | 0.267 | 3.8024 | 0.18521 | 2.6461 | 1 | 2022-01-01 | Elec | SFHPSlab | 0.267 | 3.8024 | 0.18521 | 2.6461 | 1 | 2022-01-01 | Elec | SFHPSlab | 0.267 | 3.8024 | 0.18521 | 2.6461 | 1 | 2022-01-01 | Elec | SFHPSlab | 0.267 | 3.8024 | 0.18521 | 2.6461 | 1 | 2022-01-01 | Elec | SFHPSlab | 0.267 | 3.8024 | 0.18521 | 2.6461 | 1 | 2022-01-01 | Elec | SFHPSlab | 0.267 | 3.8024 | 0.18521 | 2.6461 | 1 | 2022-01-01 | Elec | SFHPSlab | 0.267 | 3.8024 | 0.18521 | 2.6461 | 1 | 2022-01-01 | Elec | SFHPSlab | 0.267 | 3.8024 | 0.18521 | 2.6461 | 1 | 2022-01-01 | Elec | SFHPSlab | 0.267 | 3.8024 | 0.18521 | 2.6461 | 1 | 2022-01-01 | Elec | SFHPSlab | 0.267 | 3.8024 | 0.18521 | 2.6461 | 1 | 2022-01-01 | Elec | SFHPSlab | 0.267 | 3.8024 | 0.18521 | 2.6461 | 1 | 2022-01-01 | Elec | SFHPSlab | 0.267 | 3.8024 | 0.18521 | 2.6461 | 1 | 2022-01-01 | Elec | SFHPSlab | 0.267 | 3.8024 | 0.18521 | 2.6461 | 1 | 2022-01-01 | Elec | SFHPSlab | 0.267 | 3.8024 | 0.18521 | 2.6461 | 1 | 2022-01-01 | Elec | SFHPSlab | 0.267 | 3.8024 | 0.18521 | 2.6461 | 1 | 2022-01-01 | Elec | SFHPSlab | 0.267 | 3.8024 | 0.18521 | 2.6461 | 1 | 2022-01-01 | Elec | SFHPSlab | 0.267 | 3.8024 | 0.18521 | 2.6461 | 1 | 2022-01-01 | Elec | SFHPSlab | 0.267 | 3.8024 | 0.18521 | 2.6461 | 1 | 2022-01-01 | Elec | SFHPSlab | 0.267 | 3.8024 | 0.18521 | 2.6461 | 1 | 2022-01-01 | Elec | SFHPSlab | 0.267 | 3.8024 | 0.18521 | 2.6461 | 1 | 2022-01-01 | Elec | SFHPSlab | 0.267 | 3.8024 | 0.18521 | 2.6461 | 1 | 2022-01-01 | Elec | SFHPSlab | 0.267 | 3.8024 | 0.18521 | 2.6461 | 1 | 2022-01-01 | Elec | SFHPSlab | 0.267 | 3.8024 | 0.18521 | 2.6461 | 1 | 2022-01-01 | Elec | SFHPSlab | 0.267 | 3.8024 | 0.18521 | 2.6461 | 1 | 2022-01-01 | Elec | SFHPSlab | 0.267 | 3.8024 | 0.18521 | 2.6461 | 1 | 2022-01-01 | Elec | SFHPSlab | 0.267 | 3.8024 | 0.18521 | 2.6461 | 1 | 2022-01-01 | Elec | SFHPSlab | 0.267 | 3.8024 | 0.18521 | 2.6461 | 1 | 2022-01-01 | Elec | SFHPSlab | 0.267 | 3.8024 | 0.18521 | 2.6461 | 1 | 2022-01-01 | Elec | SFHPSlab | 0.267 | 3.8024 | 0.18521 | 2.6461 | 1 | 2022-01-01 | Elec | SFHPSlab | 0.267 | 3.8024 | 0.18521 | 2.6461 | 1 | 2022-01-01 | Elec | SFHPSlab | 0.267 | 3.8024 | 0.18521 | 2.6461 | 1 | 2022-01-01 | Elec | SFHPSlab | 0.267 | 3.8024 | 0.18521 | 2.6461 | 1 | 2022-01-01 | Elec | SFHPSlab | 0.267 | 3.8024 | 0.18521 | 2.6461 | 1 | 2022-01-01 | Elec | SFHPSlab | 0.267 | 3.8024 | 0.18521 | 2.6461 | 1 | 2022-01-01 | Elec | SFHPSlab | 0.267 | 3.8024 | 0.18521 | 2.6461 | 1 | 2022-01-01 | Elec | SFHPSlab | 0.267 | 3.8024 | 0.18521 | 2.6461 | 1 | 2022-01-01 | Elec | SFHPSlab | 0.267 | 3.8024 | 0.18521 | 2.6461 | 1 | 2022-01-01 | Elec | SFHPSlab | 0.267 | 3.8024 | 0.18521 | 2.6461 | 1 | 2022-01-01 | Elec | SFHPSlab | 0.267 | 3.8024 | 0.18521 | 2.6461 | 1 | 2022-01-01 | Elec | SFHPSlab | 0.267 | 3.8024 | 0.18521 | 2.6461 | 1 | 2022-01-01 | Elec | SFHPSlab | 0.267 | 3.8024 | 0.18521 | 2.6461 | 1 | 2022-01-01 | Elec | SFHPSlab | 0.267 | 3.8024 | 0.18521 | 2.6461 | 1 | 2022-01-01 | Elec | SFHPSlab | 0.267 | 3.8024 | 0.18521 | 2.6461 | 1 | 2022-01-01 | Elec | SFHPSlab | 0.267 | 3.8024 | 0.18521 | 2.6461 | 1 | 2022-01-01 | Elec | SFHPSlab | 0.267 | 3.8024 | 0.18521 | 2.6461 | 1 | 2022-01-01 | Elec | SFHPSlab | 0.267 | 3.8024 | 0.18521 | 2.6461 | 1 | 2022-01-01 | Elec | SFHPSlab | 0.267 | 3.8024 | 0.18521 | 2.6461 | 1 | 2022-01-01 | Elec | SFHPSlab | 0.267 | 3.8024 | 0.18521 | 2.6461 | 1 | 2022-01-01 | Elec | SFHPSlab | 0.267 | 3.8024 | 0.18521 | 2.6461 | 1 | 2022-01-01 | Elec | SFHPSlab | 0.267 | 3.8024 | 0.18521 | 2.6461 | 1 | 2022-01-01 | Elec | SFHPSlab | 0.267 | 3.8024 | 0.18521 | 2.6461 | 1 | 2022-01-01 | Elec | SFHPSlab | 0.267 | 3.8024 | 0.18521 | 2.6461 | 1 | 2022-01-01 | Elec | SFHPSlab | 0.267 | 3.8024 | 0.18521 | 2.6461 | 1 | 2022-01-01 | Elec | SFHPSlab | 0.267 | 3.8024 | 0.18521 | 2.6461 | 1 | 2022-01-01 | Elec | SFHPSlab | 0.267 | 3.8024 | 0.18521 | 2.6461 | 1 | 2022-01-01 | Elec | SFHPSlab | 0.267 | 3.8024 | 0.18521 | 2.6461 | 1 | 2022-01-01 | Elec | SFHPSlab | 0.267 | 3.8024 | 0.18521 | 2.6461 | 1 | 2022-01-01 | Elec | SFHPSlab | 0.267 | 3.8024 | 0.18521 | 2.6461 | 1 | 2022-01-01 | Elec | SFHPSlab | 0.267 | 3.8024 | 0.18521 | 2.6461 | 1 | 2022-01-01 | Elec | SFHPSlab | 0.267 | 3.8024 | 0.18521 | 2.6461 | 1 | 2022-01-01 | Elec | SFHPSlab | 0.267 | 3.8024 | 0.18521 | 2.6461 | 1 | 2022-01-01 | Elec | SFHPSlab | 0.267 | 3.8024 | 0.18521 | 2.6461 | 1 | 2022-01-01 | Elec | SFHPSlab | 0.267 | 3.8024 | 0.18521 | 2.6461 | 1 | 2022-01-01 | Elec | SFHPSlab | 0.267 | 3.8024 | 0.18521 | 2.6461 | 1 | 2022-01-01 | Elec | SFHPSlab | 0.267 | 3.8024 | 0.18521 | 2.6461 | 1 | 2022-01-01 | Elec | SFHPSlab | 0.267 | 3.8024 | 0.18521 | 2.6461 | 1 | 2022-01-01 | Elec | SFHPSlab | 0.267 | 3.8024 | 0.18521 | 2.6461 | 1 | 2022-01-01 | Elec | SFHPSlab | 0.267 | 3.8024 | 0.18521 | 2.6461 | 1 | 2022-01-01 | Elec | SFHPSlab | 0.267 | 3.8024 | 0.18521 | 2.6461 | 1 | 2022-01-01 | Elec | SFHPSlab | 0.267 | 3.8024 | 0.18521 | 2.6461 | 1 | 2022-01-01 | Elec | SFHPSlab | 0.267 | 3.8024 | 0.18521 | 2.6461 | 1 | 2022-01-01 | Elec | SFHPSlab | 0.267 | 3.8024 | 0.18521 | 2.6461 | 1 | 2022-01-01 | Elec | SFHPSlab | 0.267 | 3.8024 | 0.18521 | 2.6461 | 1 | 2022-01-01 | Elec | SFHPSlab | 0.267 | 3.8024 | 0.18521 | 2.6461 | 1 | 2022-01-01 | Elec | SFHPSlab | 0.267 | 3.8024 | 0.18521 | 2.6461 | 1 | 2022-01-01 | Elec | SFHPSlab | 0.267 | 3.8024 | 0.18521 | 2.6461 | 1 | 2022-01-01 | Elec | SFHPSlab | 0.267 | 3.8024 | 0.18521 | 2.6461 | 1 | 2022-01-01 | Elec | SFHPSlab | 0.267 | 3.8024 | 0.18521 | 2.6461 | 1 | 2022-01-01 | Elec | SFHPSlab | 0.267 | 3.8024 | 0.18521 | 2.6461 | 1 | 2022-01-01 | Elec | SFHPSlab | 0.267 | 3.8024 | 0.18521 | 2.6461 | 1 | 2022-01-01 | Elec | SFHPSlab | 0.267 | 3.8024 | 0.18521 | 2.6461 | 1 | 2022-01-01 | Elec | SFHPSlab | 0.267 | 3.8024 | 0.18521 | 2.6461 | 1 | 2022-01-01 | Elec | SFHPSlab | 0.267 | 3.8024 | 0.18521 | 2.6461 | 1 | 2022-01-01 | Elec | SFHPSlab | 0.267 | 3.8024 | 0.18521 | 2.6461 | 1 | 2022-01-01 | Elec | SFHPSlab | 0.267 | 3.8024 | 0.18521 | 2.6461 | 1 | 2022-01-01 | Elec | SFHPSlab | 0.267 | 3.8024 | 0.18521 | 2.6461 | 1 | 2022-01-01 | Elec | SFHPSlab | 0.267 | 3.8024 | 0.18521 | 2.6461 | 1 | 2022-01-01 | Elec | SFHPSlab | 0.267 | 3.8024 | 0.18521 | 2.6461 | 1 | 2022-01-01 | Elec | SFHPSlab | 0.267 | 3.8024 | 0.18521 | 2.6461 | 1 | 2022-01-01 | Elec | SFHPSlab | 0.267 | 3.8024 | 0.18521 | 2.6461 | 1 | 2022-01-01 | Elec | SFHPSlab | 0.267 | 3.8024 | 0.18521 | 2.6461 | 1 | 2022-01-01 | Elec | SFHPSlab | 0.267 | 3.8024 | 0.18521 | 2.6461 | 1 | 2022-01-01 | Elec | SFHPSlab | 0.267 | 3.8024 | 0.18521 | 2.6461 | 1 | 2022-01-01 | Elec | SFHPSlab | 0.267 | 3.8024 | 0.18521 | 2.6461 | 1 | 2022-01-01 | Elec | SFHPSlab | 0.267 | 3.8024 | 0.18521 | 2.6461 | 1 | 2022-01-01 | Elec | SFHPSlab | 0.267 | 3.8024 | 0.18521 | 2.6461 | 1 | 2022-01-01 | Elec | SFHPSlab | 0.267 | 3.8024 | 0.18521 | 2.6461 | 1 | 2022-01-01 | Elec | SFHPSlab | 0.267 | 3.8024 | 0.18521 | 2.6461 | 1 | 2022-01-01 | Elec | SFHPSlab | 0.267 | 3.8024 | 0.18521 | 2.6461 | 1 | 2022-01-01 | Elec | SFHPSlab | 0.267 | 3.8024 | 0.18521 | 2.6461 | 1 | 2022-01-01 | Elec | SFHPSlab | 0.267 | 3.8024 | 0.18521 | 2.6461 | 1 | 2022-01-01 | Elec | SFHPSlab | 0.267 | 3.8024 | 0.18521 | 2.6461 | 1 | 2022-01-01 | Elec | SFHPSlab | 0.267 | 3.8024 | 0.18521 | 2.6461 | 1 | 2022-01-01 | Elec | SFHPSlab | 0.267 | 3.8024 | 0.18521 | 2.6461 | 1 | 2022-01-01 | Elec | SFHPSlab | 0.267 | 3.8024 | 0.18521 | 2.6461 | 1 | 2022-01-01 | Elec | SFHPSlab | 0.267 | 3.8024 | 0.18521 | 2.6461 | 1 | 2022-01-01 | Elec | SFHPSlab | 0.267 | 3.8024 | 0.18521 | 2.6461 | 1 | 2022-01-01 | Elec | SFHPSlab | 0.267 | 3.8024 | 0.18521 | 2.6461 | 1 | 2022-01-01 | Elec | SFHPSlab | 0.267 | 3.8024 | 0.18521 | 2.6461 | 1 | 2022-01-01 | Elec | SFHPSlab | 0.267 | 3.8024 | 0.18521 | 2.6461 | 1 | 2022-01-01 | Elec | SFHPSlab | 0.267 | 3.8024 | 0.18521 | 2.6461 | 1 | 2022-01-01 | Elec | SFHPSlab | 0.267 | 3.8024 | 0.18521 | 2.6461 | 1 | 2022-01-01 | Elec | SFHPSlab | 0.267 | 3.8024 | 0.18521 | 2.6461 | 1 | 2022-01-01 | Elec | SFHPSlab | 0.267 | 3.8024 | 0.18521 | 2.6461 | 1 | 2022-01-01 | Elec | SFHPSlab | 0.267 | 3.8024 | 0.18521 | 2.6461 | 1 | 2022-01-01 | Elec | SFHPSlab | 0.267 | 3.8024 | 0.18521 | 2.6461 | 1 | 2022-01-01 | Elec | SFHPSlab | 0.267 | 3.8024 | 0.18521 | 2.6461 | 1 | 2022-01-01 | Elec | SFHPSlab | 0.267 | 3.8024 | 0.18521 | 2.6461 | 1 | 2022-01-01 | Elec | SFHPSlab | 0.267 | 3.8024 | 0.18521 | 2.6461 | 1 | 2022-01-01 | Elec | SFHPSlab | 0.267 | 3.8024 | 0.18521 | 2.6461 | 1 | 2022-01-01 | Elec | SFHPSlab | 0.267 | 3.8024 | 0.18521 | 2.6461 | 1 | 2022-01-01 | Elec | SFHPSlab | 0.267 | 3.8024 | 0.18521 | 2.6461 | 1 | 2022-01-01 | Elec | SFHPSlab | 0.267 | 3.8024 | 0.18521 | 2.6461 | 1 | 2022-01-01 | Elec | SFHPSlab | 0.267 | 3.8024 | 0.18521 | 2.6461 | 1 | 2022-01-01 | Elec | SFHPSlab | 0.267 | 3.8024 | 0.18521 | 2.6461 | 1 | 2022-01-01 | Elec | SFHPSlab | 0.267 | 3.8024 | 0.18521 | 2.6461 | 1 | 2022-01-01 | Elec | SFHPSlab | 0.267 | 3.8024 | 0.18521 | 2.6461 | 1 | 2022-01-01 | Elec | SFHPSlab | 0.267 | 3.8024 | 0.18521 | 2.6461 | 1 | 2022-01-01 | Elec | SFHPSlab | 0.267 | 3.8024 | 0.18521 | 2.6461 | 1 | 2022-01-01 | Elec | SFHPSlab | 0.267 | 3.8024 | 0.18521 | 2.6461 | 1 | 2022-01-01 | Elec | SFHPSlab | 0.267 | 3.8024 | 0.18521 | 2.6461 | 1 | 2022-01-01 | Elec | SFHPSlab | 0.267 | 3.8024 | 0.18521 | 2.6461 | 1 | 2022-01-01 | Elec | SFHPSlab | 0.267 | 3.8024 | 0.18521 | 2.6461 | 1 | 2022-01-01 | Elec | SFHPSlab | 0.267 | 3.8024 | 0.18521 | 2.6461 | 1 | 2022-01-01 | Elec | SFHPSlab | 0.267 | 3.8024 | 0.18521 | 2.6461 | 1 | 2022-01-01 | Elec | SFHPSlab | 0.267 | 3.8024 | 0.18521 | 2.6461 | 1 | 2022-01-01 | Elec | SFHPSlab | 0.267 | 3.8024 | 0.18521 | 2.6461 | 1 | 2022-01-01 | Elec | SFHPSlab | 0.267 | 3.8024 | 0.18521 | 2.6461 | 1 | 2022-01-01 | Elec | SFHPSlab | 0.267 | 3.8024 | 0.18521 | 2.6461 | 1 | 2022-01-01 | Elec | SFHPSlab | 0.267 | 3.8024 | 0.18521 | 2.6461 | 1 | 2022-01-01 | Elec | SFHPSlab | 0.267 | 3.8024 | 0.18521 | 2.6461 | 1 | 2022-01-01 | Elec | SFHPSlab | 0.267 | 3.8024 | 0.18521 | 2.6461 | 1 | 2022-01-01 | Elec | SFHPSlab | 0.267 | 3.8024 | 0.18521 | 2.6461 | 1 | 2022-01-01 | Elec | SFHPSlab | 0.267 | 3.8024 | 0.18521 | 2.6461 | 1 | 2022-01-01 | Elec | SFHPSlab | 0.267 | 3.8024 | 0.18521 | 2.6461 | 1 | 2022-01-01 | Elec | SFHPSlab | 0.267 | 3.8024 | 0.18521 | 2.6461 | 1 | 2022-01-01 | Elec | SFHPSlab | 0.267 | 3.8024 | 0.18521 | 2.6461 | 1 | 2022-01-01 | Elec | SFHPSlab | 0.267 | 3.8024 | 0.18521 | 2.6461 | 1 | 2022-01-01 | Elec | SFHPSlab | 0.267 | 3.8024 | 0.18521 | 2.6461 | 1 | 2022-01-01 | Elec | SFHPSlab | 0.267 | 3.8024 | 0.18521 | 2.6461 | 1 | 2022-01-01 | Elec | SFHPSlab | 0.267 | 3.8024 | 0.18521 | 2.6461 | 1 | 2022-01-01 | Elec | SFHPSlab | 0.267 | 3.8024 | 0.18521 | 2.6461 | 1 | 2022-01-01 | Elec | SFHPSlab | 0.267 | 3.8024 | 0.18521 | 2.6461 | 1 | 2022-01-01 | Elec | SFHPSlab | 0.267 | 3.8024 | 0.18521 | 2.6461 | 1 | 2022-01-01 | Elec | SFHPSlab | 0.267 | 3.8024 | 0.18521 | 2.6461 | 1 | 2022-01-01 | Elec | SFHPSlab | 0.267 | 3.8024 | 0.18521 | 2.6461 | 1 | 2022-01-01 | Elec | SFHPSlab | 0.267 | 3.8024 | 0.18521 | 2.6461 | 1 | 2022-01-01 | Elec | SFHPSlab | 0.267 | 3.8024 | 0.18521 | 2.6461 | 1 | 2022-01-01 | Elec | SFHPSlab | 0.267 | 3.8024 | 0.18521 | 2.6461 | 1 | 2022-01-01 | Elec | SFHPSlab | 0.267 | 3.8024 | 0.18521 | 2.6461 | 1 | 2022-01-01 | Elec | SFHPSlab | 0.267 | 3.8024 | 0.18521 | 2.6461 | 1 | 2022-01-01 | Elec | SFHPSlab | 0.267 | 3.8024 | 0.18521 | 2.6461 | 1 | 2022-01-01 | Elec | SFHPSlab | 0.267 | 3.8024 | 0.18521 | 2.6461 | 1 | 2022-01-01 | Elec | SFHPSlab | 0.267 | 3.8024 | 0.18521 | 2.6461 | 1 | 2022-01-01 | Elec | SFHPSlab | 0.267 | 3.8024 | 0.18521 | 2.6461 | 1 | 2022-01-01 | Elec | SFHPSlab | 0.267 | 3.8024 | 0.18521 | 2.6461 | 1 | 2022-01-01 | Elec | SFHPSlab | 0.267 | 3.8024 | 0.18521 | 2.6461 | 1 | 2022-01-01 | Elec | SFHPSlab | 0.267 | 3.8024 | 0.18521 | 2.6461 | 1 | 2022-01-01 | Elec | SFHPSlab | 0.267 | 3.8024 | 0.18521 | 2.6461 | 1 | 2022-01-01 | Elec | SFHPSlab | 0.267 | 3.8024 | 0.18521 | 2.6461 | 1 | 2022-01-01 | Elec | SFHPSlab | 0.267 | 3.8024 | 0.18521 | 2.6461 | 1 | 2022-01-01 | Elec | SFHPSlab | 0.267 | 3.8024 | 0.18521 | 2.6461 | 1 | 2022-01-01 | Elec | SFHPSlab | 0.267 | 3.8024 | 0.18521 | 2.6461 | 1 | 2022-01-01 | Elec | SFHPSlab | 0.267 | 3.8024 | 0.18521 | 2.6461 | 1 | 2022-01-01 | Elec | SFHPSlab | 0.267 | 3.8024 | 0.18521 | 2.6461 | 1 | 2022-01-01 | Elec | SFHPSlab | 0.267 | 3.8024 | 0.18521 | 2.6461 | 1 | 2022-01-01 | Elec | SFHPSlab | 0.267 | 3.8024 | 0.18521 | 2.6461 | 1 | 2022-01-01 | Elec | SFHPSlab | 0.267 | 3.8024 | 0.18521 | 2.6461 | 1 | 2022-01-01 | Elec | SFHPSlab | 0.267 | 3.8024 | 0.18521 | 2.6461 | 1 | 2022-01-01 | Elec | SFHPSlab | 0.267 | 3.8024 | 0.18521 | 2.6461 | 1 | 2022-01-01 | Elec | SFHPSlab | 0.267 | 3.8024 | 0.18521 | 2.6461 | 1 | 2022-01-01 | Elec | SFHPSlab | 0.267 | 3.8024 | 0.18521 | 2.6461 | 1 | 2022-01-01 | Elec | SFHPSlab | 0.267 | 3.8024 | 0.18521 | 2.6461 | 1 | 2022-01-01 | Elec | SFHPSlab | 0.267 | 3.8024 | 0.18521 | 2.6461 | 1 | 2022-01-01 | Elec | SFHPSlab | 0.267 | 3.8024 | 0.18521 | 2.6461 | 1 | 2022-01-01 | Elec | SFHPSlab | 0.267 | 3.8024 | 0.18521 | 2.6461 | 1 | 2022-01-01 | Elec | SFHPSlab | 0.267 | 3.8024 | 0.18521 | 2.6461 | 1 | 2022-01-01 | Elec | SFHPSlab | 0.267 | 3.8024 | 0.18521 | 2.6461 | 1 | 2022-01-01 | Elec | SFHPSlab | 0.267 | 3.8024 | 0.18521 | 2.6461 | 1 | 2022-01-01 | Elec | SFHPSlab | 0.267 | 3.8024 | 0.18521 | 2.6461 | 1 | 2022-01-01 | Elec | SFHPSlab | 0.267 | 3.8024 | 0.18521 | 2.6461 | 1 | 2022-01-01 | Elec | SFHPSlab | 0.267 | 3.8024 | 0.18521 | 2.6461 | 1 | 2022-01-01 | Elec | SFHPSlab | 0.267 | 3.8024 | 0.18521 | 2.6461 | 1 | 2022-01-01 | Elec | SFHPSlab | 0.267 | 3.8024 | 0.18521 | 2.6461 | 1 | 2022-01-01 | Elec | SFHPSlab | 0.267 | 3.8024 | 0.18521 | 2.6461 | 1 | 2022-01-01 | Elec | SFHPSlab | 0.267 | 3.8024 | 0.18521 | 2.6461 | 1 | 2022-01-01 | Elec | SFHPSlab | 0.267 | 3.8024 | 0.18521 | 2.6461 | 1 | 2022-01-01 | Elec | SFHPSlab | 0.267 | 3.8024 | 0.18521 | 2.6461 | 1 | 2022-01-01 | Elec | SFHPSlab | 0.267 | 3.8024 | 0.18521 | 2.6461 | 1 | 2022-01-01 | Elec | SFHPSlab | 0.267 | 3.8024 | 0.18521 | 2.6461 | 1 | 2022-01-01 | Elec | SFHPSlab | 0.267 | 3.8024 | 0.18521 | 2.6461 | 1 | 2022-01-01 | Elec | SFHPSlab | 0.267 | 3.8024 | 0.18521 | 2.6461 | 1 | 2022-01-01 | Elec | SFHPSlab | 0.267 | 3.8024 | 0.18521 | 2.6461 | 1 | 2022-01-01 | Elec | SFHPSlab | 0.267 | 3.8024 | 0.18521 | 2.6461 | 1 | 2022-01-01 | Elec | SFHPSlab | 0.267 | 3.8024 | 0.18521 | 2.6461 | 1 | 2022-01-01 | Elec | SFHPSlab | 0.267 | 3.8024 | 0.18521 | 2.6461 | 1 | 2022-01-01 | Elec | SFHPSlab | 0.267 | 3.8024 | 0.18521 | 2.6461 | 1 | 2022-01-01 | Elec | SFHPSlab | 0.267 | 3.8024 | 0.18521 | 2.6461 | 1 | 2022-01-01 | Elec | SFHPSlab | 0.267 | 3.8024 | 0.18521 | 2.6461 | 1 | 2022-01-01 | Elec | SFHPSlab | 0.267 | 3.8024 | 0.18521 | 2.6461 | 1 | 2022-01-01 | Elec | SFHPSlab | 0.267 | 3.8024 | 0.18521 | 2.6461 | 1 | 2022-01-01 | Elec | SFHPSlab | 0.267 | 3.8024 | 0.18521 | 2.6461 | 1 | 2022-01-01 | Elec | SFHPSlab | 0.267 | 3.8024 | 0.18521 | 2.6461 | 1 | 2022-01-01 | Elec | SFHPSlab | 0.267 | 3.8024 | 0.18521 | 2.6461 | 1 | 2022-01-01 | Elec | SFHPSlab | 0.267 | 3.8024 | 0.18521 | 2.6461 | 1 | 2022-01-01 | Elec | SFHPSlab | 0.267 | 3.8024 | 0.18521 | 2.6461 | 1 | 2022-01-01 | Elec | SFHPSlab | 0.267 | 3.8024 | 0.18521 | 2.6461 | 1 | 2022-01-01 | Elec | SFHPSlab | 0.267 | 3.8024 | 0.18521 | 2.6461 | 1 | 2022-01-01 | Elec | SFHPSlab | 0.267 | 3.8024 | 0.18521 | 2.6461 | 1 | 2022-01-01 | Elec | SFHPSlab | 0.267 | 3.8024 | 0.18521 | 2.6461 | 1 | 2022-01-01 | Elec | SFHPSlab | 0.267 | 3.8024 | 0.18521 | 2.6461 | 1 | 2022-01-01 | Elec | SFHPSlab | 0.267 | 3.8024 | 0.18521 | 2.6461 | 1 | 2022-01-01 | Elec | SFHPSlab | 0.267 | 3.8024 | 0.18521 | 2.6461 | 1 | 2022-01-01 | Elec | SFHPSlab | 0.267 | 3.8024 | 0.18521 | 2.6461 | 1 | 2022-01-01 | Elec | SFHPSlab | 0.267 | 3.8024 | 0.18521 | 2.6461 | 1 | 2022-01-01 | Elec | SFHPSlab | 0.267 | 3.8024 | 0.18521 | 2.6461 | 1 | 2022-01-01 | Elec | SFHPSlab | 0.267 | 3.8024 | 0.18521 | 2.6461 | 1 | 2022-01-01 | Elec | SFHPSlab | 0.267 | 3.8024 | 0.18521 | 2.6461 | 1 | 2022-01-01 | Elec | SFHPSlab | 0.267 | 3.8024 | 0.18521 | 2.6461 | 1 | 2022-01-01 | Elec | SFHPSlab | 0.267 | 3.8024 | 0.18521 | 2.6461 | 1 | 2022-01-01 | Elec | SFHPSlab | 0.267 | 3.8024 | 0.18521 | 2.6461 | 1 | 2022-01-01 | Elec | SFHPSlab | 0.267 | 3.8024 | 0.18521 | 2.6461 | 1 | 2022-01-01 | Elec | SFHPSlab | 0.267 | 3.8024 | 0.18521 | 2.6461 | 1 | 2022-01-01 | Elec | SFHPSlab | 0.267 | 3.8024 | 0.18521 | 2.6461 | 1 | 2022-01-01 | Elec | SFHPSlab | 0.267 | 3.8024 | 0.18521 | 2.6461 | 1 | 2022-01-01 | Elec | SFHPSlab | 0.267 | 3.8024 | 0.18521 | 2.6461 | 1 | 2022-01-01 | Elec | SFHPSlab | 0.267 | 3.8024 | 0.18521 | 2.6461 | 1 | 2022-01-01 | Elec | SFHPSlab | 0.267 | 3.8024 | 0.18521 | 2.6461 | 1 | 2022-01-01 | Elec | SFHPSlab | 0.267 | 3.8024 | 0.18521 | 2.6461 | 1 | 2022-01-01 | Elec | SFHPSlab | 0.267 | 3.8024 | 0.18521 | 2.6461 | 1 | 2022-01-01 | Elec | SFHPSlab | 0.267 | 3.8024 | 0.18521 | 2.6461 | 1 | 2022-01-01 | Elec | SFHPSlab | 0.267 | 3.8024 | 0.18521 | 2.6461 | 1 | 2022-01-01 | Elec | SFHPSlab | 0.267 | 3.8024 | 0.18521 | 2.6461 | 1 | 2022-01-01 | Elec | SFHPSlab | 0.267 | 3.8024 | 0.18521 | 2.6461 | 1 | 2022-01-01 | Elec | SFHPSlab | 0.267 | 3.8024 | 0.18521 | 2.6461 | 1 | 2022-01-01 | Elec | SFHPSlab | 0.267 | 3.8024 | 0.18521 | 2.6461 | 1 | 2022-01-01 | Elec | SFHPSlab | 0.267 | 3.8024 | 0.18521 | 2.6461 | 1 | 2022-01-01 | Elec | SFHPSlab | 0.267 | 3.8024 | 0.18521 | 2.6461 | 1 | 2022-01-01 | Elec | SFHPSlab | 0.267 | 3.8024 | 0.18521 | 2.6461 | 1 | 2022-01-01 | Elec | SFHPSlab | 0.267 | 3.8024 | 0.18521 | 2.6461 | 1 | 2022-01-01 | Elec | SFHPSlab | 0.267 | 3.8024 | 0.18521 | 2.6461 | 1 | 2022-01-01 | Elec | SFHPSlab | 0.267 | 3.8024 | 0.18521 | 2.6461 | 1 | 2022-01-01 | Elec | SFHPSlab | 0.267 | 3.8024 | 0.18521 | 2.6461 | 1 | 2022-01-01 | Elec | SFHPSlab | 0.267 | 3.8024 | 0.18521 | 2.6461 | 1 | 2022-01-01 | Elec | SFHPSlab | 0.267 | 3.8024 | 0.18521 | 2.6461 | 1 | 2022-01-01 | Elec | SFHPSlab | 0.267 | 3.8024 | 0.18521 | 2.6461 | 1 | 2022-01-01 | Elec | SFHPSlab | 0.267 | 3.8024 | 0.18521 | 2.6461 | 1 | 2022-01-01 | Elec | SFHPSlab | 0.267 | 3.8024 | 0.18521 | 2.6461 | 1 | 2022-01-01 | Elec | SFHPSlab | 0.267 | 3.8024 | 0.18521 | 2.6461 | 1 | 2022-01-01 | Elec | SFHPSlab | 0.267 | 3.8024 | 0.18521 | 2.6461 | 1 | 2022-01-01 | Elec | SFHPSlab | 0.267 | 3.8024 | 0.18521 | 2.6461 | 1 | 2022-01-01 | Elec | SFHPSlab | 0.267 | 3.8024 | 0.18521 | 2.6461 | 1 | 2022-01-01 | Elec | SFHPSlab | 0.267 | 3.8024 | 0.18521 | 2.6461 | 1 | 2022-01-01 | Elec | SFHPSlab | 0.267 | 3.8024 | 0.18521 | 2.6461 | 1 | 2022-01-01 | Elec | SFHPSlab | 0.267 | 3.8024 | 0.18521 | 2.6461 | 1 | 2022-01-01 | Elec | SFHPSlab | 0.267 | 3.8024 | 0.18521 | 2.6461 | 1 | 2022-01-01 | Elec | SFHPSlab | 0.267 | 3.8024 | 0.18521 | 2.6461 | 1 | 2022-01-01 | Elec | SFHPSlab | 0.267 | 3.8024 | 0.18521 | 2.6461 | 1 | 2022-01-01 | Elec | SFHPSlab | 0.267 | 3.8024 | 0.18521 | 2.6461 | 1 | 2022-01-01 | Elec | SFHPSlab | 0.267 | 3.8024 | 0.18521 | 2.6461 | 1 | 2022-01-01 | Elec | SFHPSlab | 0.267 | 3.8024 | 0.18521 | 2.6461 | 1 | 2022-01-01 | Elec | SFHPSlab | 0.267 | 3.8024 | 0.18521 | 2.6461 | 1 | 2022-01-01 | Elec | SFHPSlab | 0.267 | 3.8024 | 0.18521 | 2.6461 | 1 | 2022-01-01 | Elec | SFHPSlab | 0.267 | 3.8024 | 0.18521 | 2.6461 | 1 | 2022-01-01 | Elec | SFHPSlab | 0.267 | 3.8024 | 0.18521 | 2.6461 | 1 | 2022-01-01 | Elec | SFHPSlab | 0.267 | 3.8024 | 0.18521 | 2.6461 | 1 | 2022-01-01 | Elec | SFHPSlab | 0.267 | 3.8024 | 0.18521 | 2.6461 | 1 | 2022-01-01 | Elec | SFHPSlab | 0.267 | 3.8024 | 0.18521 | 2.6461 | 1 | 2022-01-01 | Elec | SFHPSlab | 0.267 | 3.8024 | 0.18521 | 2.6461 | 1 | 2022-01-01 | Elec | SFHPSlab | 0.267 | 3.8024 | 0.18521 | 2.6461 | 1 | 2022-01-01 | Elec | SFHPSlab | 0.267 | 3.8024 | 0.18521 | 2.6461 | 1 | 2022-01-01 | Elec | SFHPSlab | 0.267 | 3.8024 | 0.18521 | 2.6461 | 1 | 2022-01-01 | Elec | SFHPSlab | 0.267 | 3.8024 | 0.18521 | 2.6461 | 1 | 2022-01-01 | Elec | SFHPSlab | 0.267 | 3.8024 | 0.18521 | 2.6461 | 1 | 2022-01-01 | Elec | SFHPSlab | 0.267 | 3.8024 | 0.18521 | 2.6461 | 1 | 2022-01-01 | Elec | SFHPSlab | 0.267 | 3.8024 | 0.18521 | 2.6461 | 1 | 2022-01-01 | Elec | SFHPSlab | 0.267 | 3.8024 | 0.18521 | 2.6461 | 1 | 2022-01-01 | Elec | SFHPSlab | 0.267 | 3.8024 | 0.18521 | 2.6461 | 1 | 2022-01-01 | Elec | SFHPSlab | 0.267 | 3.8024 | 0.18521 | 2.6461 | 1 | 2022-01-01 | Elec | SFHPSlab | 0.267 | 3.8024 | 0.18521 | 2.6461 | 1 | 2022-01-01 | Elec | SFHPSlab | 0.267 | 3.8024 | 0.18521 | 2.6461 | 1 | 2022-01-01 | Elec | SFHPSlab | 0.267 | 3.8024 | 0.18521 | 2.6461 | 1 | 2022-01-01 | Elec | SFHPSlab | 0.267 | 3.8024 | 0.18521 | 2.6461 | 1 | 2022-01-01 | Elec | SFHPSlab | 0.267 | 3.8024 | 0.18521 | 2.6461 | 1 | 2022-01-01 | Elec | SFHPSlab | 0.267 | 3.8024 | 0.18521 | 2.6461 | 1 | 2022-01-01 | Elec | SFHPSlab | 0.267 | 3.8024 | 0.18521 | 2.6461 | 1 | 2022-01-01 | Elec | SFHPSlab | 0.267 | 3.8024 | 0.18521 | 2.6461 | 1 | 2022-01-01 | Elec | SFHPSlab | 0.267 | 3.8024 | 0.18521 | 2.6461 | 1 | 2022-01-01 | Elec | SFHPSlab | 0.267 | 3.8024 | 0.18521 | 2.6461 | 1 | 2022-01-01 | Elec | SFHPSlab | 0.267 | 3.8024 | 0.18521 | 2.6461 | 1 | 2022-01-01 | Elec | SFHPSlab | 0.267 | 3.8024 | 0.18521 | 2.6461 | 1 | 2022-01-01 | Elec | SFHPSlab | 0.267 | 3.8024 | 0.18521 | 2.6461 | 1 | 2022-01-01 | Elec | SFHPSlab | 0.267 | 3.8024 | 0.18521 | 2.6461 | 1 | 2022-01-01 | Elec | SFHPSlab | 0.267 | 3.8024 | 0.18521 | 2.6461 | 1 | 2022-01-01 | Elec | SFHPSlab | 0.267 | 3.8024 | 0.18521 | 2.6461 | 1 | 2022-01-01 | Elec | SFHPSlab | 0.267 | 3.8024 | 0.18521 | 2.6461 | 1 | 2022-01-01 | Elec | SFHPSlab | 0.267 | 3.8024 | 0.18521 | 2.6461 | 1 | 2022-01-01 | Elec | SFHPSlab | 0.267 | 3.8024 | 0.18521 | 2.6461 | 1 | 2022-01-01 | Elec | SFHPSlab | 0.267 | 3.8024 | 0.18521 | 2.6461 | 1 | 2022-01-01 | Elec | SFHPSlab | 0.267 | 3.8024 | 0.18521 | 2.6461 | 1 | 2022-01-01 | Elec | SFHPSlab | 0.267 | 3.8024 | 0.18521 | 2.6461 | 1 | 2022-01-01 | Elec | SFHPSlab | 0.267 | 3.8024 | 0.18521 | 2.6461 | 1 | 2022-01-01 | Elec | SFHPSlab | 0.267 | 3.8024 | 0.18521 | 2.6461 | 1 | 2022-01-01 | Elec | SFHPSlab | 0.267 | 3.8024 | 0.18521 | 2.6461 | 1 | 2022-01-01 | Elec | SFHPSlab | 0.267 | 3.8024 | 0.18521 | 2.6461 | 1 | 2022-01-01 | Elec | SFHPSlab | 0.267 | 3.8024 | 0.18521 | 2.6461 | 1 | 2022-01-01 | Elec | SFHPSlab | 0.267 | 3.8024 | 0.18521 | 2.6461 | 1 | 2022-01-01 | Elec | SFHPSlab | 0.267 | 3.8024 | 0.18521 | 2.6461 | 1 | 2022-01-01 | Elec | SFHPSlab | 0.267 | 3.8024 | 0.18521 | 2.6461 | 1 | 2022-01-01 | Elec | SFHPSlab | 0.267 | 3.8024 | 0.18521 | 2.6461 | 1 | 2022-01-01 | Elec | SFHPSlab | 0.267 | 3.8024 | 0.18521 | 2.6461 | 1 | 2022-01-01 | Elec | SFHPSlab | 0.267 | 3.8024 | 0.18521 | 2.6461 | 1 | 2022-01-01 | Elec | SFHPSlab | 0.267 | 3.8024 | 0.18521 | 2.6461 | 1 | 2022-01-01 | Elec | SFHPSlab | 0.267 | 3.8024 | 0.18521 | 2.6461 | 1 | 2022-01-01 | Elec | SFHPSlab | 0.267 | 3.8024 | 0.18521 | 2.6461 | 1 | 2022-01-01 | Elec | SFHPSlab | 0.267 | 3.8024 | 0.18521 | 2.6461 | 1 | 2022-01-01 | Elec | SFHPSlab | 0.267 | 3.8024 | 0.18521 | 2.6461 | 1 | 2022-01-01 | Elec | SFHPSlab | 0.267 | 3.8024 | 0.18521 | 2.6461 | 1 | 2022-01-01 | Elec | SFHPSlab | 0.267 | 3.8024 | 0.18521 | 2.6461 | 1 | 2022-01-01 | Elec | SFHPSlab | 0.267 | 3.8024 | 0.18521 | 2.6461 | 1 | 2022-01-01 | Elec | SFHPSlab | 0.267 | 3.8024 | 0.18521 | 2.6461 | 1 | 2022-01-01 | Elec | SFHPSlab | 0.267 | 3.8024 | 0.18521 | 2.6461 | 1 | 2022-01-01 | Elec | SFHPSlab | 0.267 | 3.8024 | 0.18521 | 2.6461 | 1 | 2022-01-01 | Elec | SFHPSlab | 0.267 | 3.8024 | 0.18521 | 2.6461 | 1 | 2022-01-01 | Elec | SFHPSlab | 0.267 | 3.8024 | 0.18521 | 2.6461 | 1 | 2022-01-01 | Elec | SFHPSlab | 0.267 | 3.8024 | 0.18521 | 2.6461 | 1 | 2022-01-01 | Elec | SFHPSlab | 0.267 | 3.8024 | 0.18521 | 2.6461 | 1 | 2022-01-01 | Elec | SFHPSlab | 0.267 | 3.8024 | 0.18521 | 2.6461 | 1 | 2022-01-01 | Elec | SFHPSlab | 0.267 | 3.8024 | 0.18521 | 2.6461 | 1 | 2022-01-01 | Elec | SFHPSlab | 0.267 | 3.8024 | 0.18521 | 2.6461 | 1 | 2022-01-01 | Elec | SFHPSlab | 0.267 | 3.8024 | 0.18521 | 2.6461 | 1 | 2022-01-01 | Elec | SFHPSlab | 0.267 | 3.8024 | 0.18521 | 2.6461 | 1 | 2022-01-01 | Elec | SFHPSlab | 0.267 | 3.8024 | 0.18521 | 2.6461 | 1 | 2022-01-01 | Elec | SFHPSlab | 0.267 | 3.8024 | 0.18521 | 2.6461 | 1 | 2022-01-01 | Elec | SFHPSlab | 0.267 | 3.8024 | 0.18521 | 2.6461 | 1 | 2022-01-01 | Elec | SFHPSlab | 0.267 | 3.8024 | 0.18521 | 2.6461 | 1 | 2022-01-01 | Elec | SFHPSlab | 0.267 | 3.8024 | 0.18521 | 2.6461 | 1 | 2022-01-01 | Elec | SFHPSlab | 0.267 | 3.8024 | 0.18521 | 2.6461 | 1 | 2022-01-01 | Elec | SFHPSlab | 0.267 | 3.8024 | 0.18521 | 2.6461 | 1 | 2022-01-01 | Elec | SFHPSlab | 0.267 | 3.8024 | 0.18521 | 2.6461 | 1 | 2022-01-01 | Elec | SFHPSlab | 0.267 | 3.8024 | 0.18521 | 2.6461 | 1 | 2022-01-01 | Elec | SFHPSlab | 0.267 | 3.8024 | 0.18521 | 2.6461 | 1 | 2022-01-01 | Elec | SFHPSlab | 0.267 | 3.8024 | 0.18521 | 2.6461 | 1 | 2022-01-01 | Elec | SFHPSlab | 0.267 | 3.8024 | 0.18521 | 2.6461 | 1 | 2022-01-01 | Elec | SFHPSlab | 0.267 | 3.8024 | 0.18521 | 2.6461 | 1 | 2022-01-01 | Elec | SFHPSlab | 0.267 | 3.8024 | 0.18521 | 2.6461 | 1 | 2022-01-01 | Elec | SFHPSlab | 0.267 | 3.8024 | 0.18521 | 2.6461 | 1 | 2022-01-01 | Elec | SFHPSlab | 0.267 | 3.8024 | 0.18521 | 2.6461 | 1 | 2022-01-01 | Elec | SFHPSlab | 0.267 | 3.8024 | 0.18521 | 2.6461 | 1 | 2022-01-01 | Elec | SFHPSlab | 0.267 | 3.8024 | 0.18521 | 2.6461 | 1 | 2022-01-01 | Elec | SFHPSlab | 0.267 | 3.8024 | 0.18521 | 2.6461 | 1 | 2022-01-01 | Elec | SFHPSlab | 0.267 | 3.8024 | 0.18521 | 2.6461 | 1 | 2022-01-01 | Elec | SFHPSlab | 0.267 | 3.8024 | 0.18521 | 2.6461 | 1 | 2022-01-01 | Elec | SFHPSlab | 0.267 | 3.8024 | 0.18521 | 2.6461 | 1 | 2022-01-01 | Elec | SFHPSlab | 0.267 | 3.8024 | 0.18521 | 2.6461 | 1 | 2022-01-01 | Elec | SFHPSlab | 0.267 | 3.8024 | 0.18521 | 2.6461 | 1 | 2022-01-01 | Elec | SFHPSlab | 0.267 | 3.8024 | 0.18521 | 2.6461 | 1 | 2022-01-01 | Elec | SFHPSlab | 0.267 | 3.8024 | 0.18521 | 2.6461 | 1 | 2022-01-01 | Elec | SFHPSlab | 0.267 | 3.8024 | 0.18521 | 2.6461 | 1 | 2022-01-01 | Elec | SFHPSlab | 0.267 | 3.8024 | 0.18521 | 2.6461 | 1 | 2022-01-01 | Elec | SFHPSlab | 0.267 | 3.8024 | 0.18521 | 2.6461 | 1 | 2022-01-01 | Elec | SFHPSlab | 0.267 | 3.8024 | 0.18521 | 2.6461 | 1 | 2022-01-01 | Elec | SFHPSlab | 0.267 | 3.8024 | 0.18521 | 2.6461 | 1 | 2022-01-01 | Elec | SFHPSlab | 0.267 | 3.8024 | 0.18521 | 2.6461 | 1 | 2022-01-01 | Elec | SFHPSlab | 0.267 | 3.8024 | 0.18521 | 2.6461 | 1 | 2022-01-01 | Elec | SFHPSlab | 0.267 | 3.8024 | 0.18521 | 2.6461 | 1 | 2022-01-01 | Elec | SFHPSlab | 0.267 | 3.8024 | 0.18521 | 2.6461 | 1 | 2022-01-01 | Elec | SFHPSlab | 0.267 | 3.8024 | 0.18521 | 2.6461 | 1 | 2022-01-01 | Elec | SFHPSlab | 0.267 | 3.8024 | 0.18521 | 2.6461 | 1 | 2022-01-01 | Elec | SFHPSlab | 0.267 | 3.8024 | 0.18521 | 2.6461 | 1 | 2022-01-01 | Elec | SFHPSlab | 0.267 | 3.8024 | 0.18521 | 2.6461 | 1 | 2022-01-01 | Elec | SFHPSlab | 0.267 | 3.8024 | 0.18521 | 2.6461 | 1 | 2022-01-01 | Elec | SFHPSlab | 0.267 | 3.8024 | 0.18521 | 2.6461 | 1 | 2022-01-01 | Elec | SFHPSlab | 0.267 | 3.8024 | 0.18521 | 2.6461 | 1 | 2022-01-01 | Elec | SFHPSlab | 0.267 | 3.8024 | 0.18521 | 2.6461 | 1 | 2022-01-01 | Elec | SFHPSlab | 0.267 | 3.8024 | 0.18521 | 2.6461 | 1 | 2022-01-01 | Elec | SFHPSlab | 0.267 | 3.8024 | 0.18521 | 2.6461 | 1 | 2022-01-01 | Elec | SFHPSlab | 0.267 | 3.8024 | 0.18521 | 2.6461 | 1 | 2022-01-01 | Elec | SFHPSlab | 0.267 | 3.8024 | 0.18521 | 2.6461 | 1 | 2022-01-01 | Elec | SFHPSlab | 0.267 | 3.8024 | 0.18521 | 2.6461 | 1 | 2022-01-01 | Elec | SFHPSlab | 0.267 | 3.8024 | 0.18521 | 2.6461 | 1 | 2022-01-01 | Elec | SFHPSlab | 0.267 | 3.8024 | 0.18521 | 2.6461 | 1 | 2022-01-01 | Elec | SFHPSlab | 0.267 | 3.8024 | 0.18521 | 2.6461 | 1 | 2022-01-01 | Elec | SFHPSlab | 0.267 | 3.8024 | 0.18521 | 2.6461 | 1 | 2022-01-01 | Elec | SFHPSlab | 0.267 | 3.8024 | 0.18521 | 2.6461 | 1 | 2022-01-01 | Elec | SFHPSlab | 0.267 | 3.8024 | 0.18521 | 2.6461 | 1 | 2022-01-01 | Elec | SFHPSlab | 0.267 | 3.8024 | 0.18521 | 2.6461 | 1 | 2022-01-01 | Elec | SFHPSlab | 0.267 | 3.8024 | 0.18521 | 2.6461 | 1 | 2022-01-01 | Elec | SFHPSlab | 0.267 | 3.8024 | 0.18521 | 2.6461 | 1 | 2022-01-01 | Elec | SFHPSlab | 0.267 | 3.8024 | 0.18521 | 2.6461 | 1 | 2022-01-01 | Elec | SFHPSlab | 0.267 | 3.8024 | 0.18521 | 2.6461 | 1 | 2022-01-01 | Elec | SFHPSlab | 0.267 | 3.8024 | 0.18521 | 2.6461 | 1 | 2022-01-01 | Elec | SFHPSlab | 0.267 | 3.8024 | 0.18521 | 2.6461 | 1 | 2022-01-01 | Elec | SFHPSlab | 0.267 | 3.8024 | 0.18521 | 2.6461 | 1 | 2022-01-01 | Elec | SFHPSlab | 0.267 | 3.8024 | 0.18521 | 2.6461 | 1 | 2022-01-01 | Elec | SFHPSlab | 0.267 | 3.8024 | 0.18521 | 2.6461 | 1 | 2022-01-01 | Elec | SFHPSlab | 0.267 | 3.8024 | 0.18521 | 2.6461 | 1 | 2022-01-01 | Elec | SFHPSlab | 0.267 | 3.8024 | 0.18521 | 2.6461 | 1 | 2022-01-01 | Elec | SFHPSlab | 0.267 | 3.8024 | 0.18521 | 2.6461 | 1 | 2022-01-01 | Elec | SFHPSlab | 0.267 | 3.8024 | 0.18521 | 2.6461 | 1 | 2022-01-01 | Elec | SFHPSlab | 0.267 | 3.8024 | 0.18521 | 2.6461 | 1 | 2022-01-01 | Elec | SFHPSlab | 0.267 | 3.8024 | 0.18521 | 2.6461 | 1 | 2022-01-01 | Elec | SFHPSlab | 0.267 | 3.8024 | 0.18521 | 2.6461 | 1 | 2022-01-01 | Elec | SFHPSlab | 0.267 | 3.8024 | 0.18521 | 2.6461 | 1 | 2022-01-01 | Elec | SFHPSlab | 0.267 | 3.8024 | 0.18521 | 2.6461 | 1 | 2022-01-01 | Elec | SFHPSlab | 0.267 | 3.8024 | 0.18521 | 2.6461 | 1 | 2022-01-01 | Elec | SFHPSlab | 0.267 | 3.8024 | 0.18521 | 2.6461 | 1 | 2022-01-01 | Elec | SFHPSlab | 0.267 | 3.8024 | 0.18521 | 2.6461 | 1 | 2022-01-01 | Elec | SFHPSlab | 0.267 | 3.8024 | 0.18521 | 2.6461 | 1 | 2022-01-01 | Elec | SFHPSlab | 0.267 | 3.8024 | 0.18521 | 2.6461 | 1 | 2022-01-01 | Elec | SFHPSlab | 0.267 | 3.8024 | 0.18521 | 2.6461 | 1 | 2022-01-01 | Elec | SFHPSlab | 0.267 | 3.8024 | 0.18521 | 2.6461 | 1 | 2022-01-01 | Elec | SFHPSlab | 0.267 | 3.8024 | 0.18521 | 2.6461 | 1 | 2022-01-01 | Elec | SFHPSlab | 0.267 | 3.8024 | 0.18521 | 2.6461 | 1 | 2022-01-01 | Elec | SFHPSlab | 0.267 | 3.8024 | 0.18521 | 2.6461 | 1 | 2022-01-01 | Elec | SFHPSlab | 0.267 | 3.8024 | 0.18521 | 2.6461 | 1 | 2022-01-01 | Elec | SFHPSlab | 0.267 | 3.8024 | 0.18521 | 2.6461 | 1 | 2022-01-01 | Elec | SFHPSlab | 0.267 | 3.8024 | 0.18521 | 2.6461 | 1 | 2022-01-01 | Elec | SFHPSlab | 0.267 | 3.8024 | 0.18521 | 2.6461 | 1 | 2022-01-01 | Elec | SFHPSlab | 0.267 | 3.8024 | 0.18521 | 2.6461 | 1 | 2022-01-01 | Elec | SFHPSlab | 0.267 | 3.8024 | 0.18521 | 2.6461 | 1 | 2022-01-01 | Elec | SFHPSlab | 0.267 | 3.8024 | 0.18521 | 2.6461 | 1 | 2022-01-01 | Elec | SFHPSlab | 0.267 | 3.8024 | 0.18521 | 2.6461 | 1 | 2022-01-01 | Elec | SFHPSlab | 0.267 | 3.8024 | 0.18521 | 2.6461 | 1 | 2022-01-01 | Elec | SFHPSlab | 0.267 | 3.8024 | 0.18521 | 2.6461 | 1 | 2022-01-01 | Elec | SFHPSlab | 0.267 | 3.8024 | 0.18521 | 2.6461 | 1 | 2022-01-01 | Elec | SFHPSlab | 0.267 | 3.8024 | 0.18521 | 2.6461 | 1 | 2022-01-01 | Elec | SFHPSlab | 0.267 | 3.8024 | 0.18521 | 2.6461 | 1 | 2022-01-01 | Elec | SFHPSlab | 0.267 | 3.8024 | 0.18521 | 2.6461 | 1 | 2022-01-01 | Elec | SFHPSlab | 0.267 | 3.8024 | 0.18521 | 2.6461 | 1 | 2022-01-01 | Elec | SFHPSlab | 0.267 | 3.8024 | 0.18521 | 2.6461 | 1 | 2022-01-01 | Elec | SFHPSlab | 0.267 | 3.8024 | 0.18521 | 2.6461 | 1 | 2022-01-01 | Elec | SFHPSlab | 0.267 | 3.8024 | 0.18521 | 2.6461 | 1 | 2022-01-01 | Elec | SFHPSlab | 0.267 | 3.8024 | 0.18521 | 2.6461 | 1 | 2022-01-01 | Elec | SFHPSlab | 0.267 | 3.8024 | 0.18521 | 2.6461 | 1 | 2022-01-01 | Elec | SFHPSlab | 0.267 | 3.8024 | 0.18521 | 2.6461 | 1 | 2022-01-01 | Elec | SFHPSlab | 0.267 | 3.8024 | 0.18521 | 2.6461 | 1 | 2022-01-01 | Elec | SFHPSlab | 0.267 | 3.8024 | 0.18521 | 2.6461 | 1 | 2022-01-01 | Elec | SFHPSlab | 0.267 | 3.8024 | 0.18521 | 2.6461 | 1 | 2022-01-01 | Elec | SFHPSlab | 0.267 | 3.8024 | 0.18521 | 2.6461 | 1 | 2022-01-01 | Elec | SFHPSlab | 0.267 | 3.8024 | 0.18521 | 2.6461 | 1 | 2022-01-01 | Elec | SFHPSlab | 0.267 | 3.8024 | 0.18521 | 2.6461 | 1 | 2022-01-01 | Elec | SFHPSlab | 0.267 | 3.8024 | 0.18521 | 2.6461 | 1 | 2022-01-01 | Elec | SFHPSlab | 0.267 | 3.8024 | 0.18521 | 2.6461 | 1 | 2022-01-01 | Elec | SFHPSlab | 0.267 | 3.8024 | 0.18521 | 2.6461 | 1 | 2022-01-01 | Elec | SFHPSlab | 0.267 | 3.8024 | 0.18521 | 2.6461 | 1 | 2022-01-01 | Elec | SFHPSlab | 0.267 | 3.8024 | 0.18521 | 2.6461 | 1 | 2022-01-01 | Elec | SFHPSlab | 0.267 | 3.8024 | 0.18521 | 2.6461 | 1 | 2022-01-01 | Elec | SFHPSlab | 0.267 | 3.8024 | 0.18521 | 2.6461 | 1 | 2022-01-01 | Elec | SFHPSlab | 0.267 | 3.8024 | 0.18521 | 2.6461 | 1 | 2022-01-01 | Elec | SFHPSlab | 0.267 | 3.8024 | 0.18521 | 2.6461 | 1 | 2022-01-01 | Elec | SFHPSlab | 0.267 | 3.8024 | 0.18521 | 2.6461 | 1 | 2022-01-01 | Elec | SFHPSlab | 0.267 | 3.8024 | 0.18521 | 2.6461 | 1 | 2022-01-01 | Elec | SFHPSlab | 0.267 | 3.8024 | 0.18521 | 2.6461 | 1 | 2022-01-01 | Elec | SFHPSlab | 0.267 | 3.8024 | 0.18521 | 2.6461 | 1 | 2022-01-01 | Elec | SFHPSlab | 0.267 | 3.8024 | 0.18521 | 2.6461 | 1 | 2022-01-01 | Elec | SFHPSlab | 0.267 | 3.8024 | 0.18521 | 2.6461 | 1 | 2022-01-01 | Elec | SFHPSlab | 0.267 | 3.8024 | 0.18521 | 2.6461 | 1 | 2022-01-01 | Elec | SFHPSlab | 0.267 | 3.8024 | 0.18521 | 2.6461 | 1 | 2022-01-01 | Elec | SFHPSlab | 0.267 | 3.8024 | 0.18521 | 2.6461 | 1 | 2022-01-01 | Elec | SFHPSlab | 0.267 | 3.8024 | 0.18521 | 2.6461 | 1 | 2022-01-01 | Elec | SFHPSlab | 0.267 | 3.8024 | 0.18521 | 2.6461 | 1 | 2022-01-01 | Elec | SFHPSlab | 0.267 | 3.8024 | 0.18521 | 2.6461 | 1 | 2022-01-01 | Elec | SFHPSlab | 0.267 | 3.8024 | 0.18521 | 2.6461 | 1 | 2022-01-01 | Elec | SFHPSlab | 0.267 | 3.8024 | 0.18521 | 2.6461 | 1 | 2022-01-01 | Elec | SFHPSlab | 0.267 | 3.8024 | 0.18521 | 2.6461 | 1 | 2022-01-01 | Elec | SFHPSlab | 0.267 | 3.8024 | 0.18521 | 2.6461 | 1 | 2022-01-01 | Elec | SFHPSlab | 0.267 | 3.8024 | 0.18521 | 2.6461 | 1 | 2022-01-01 | Elec | SFHPSlab | 0.267 | 3.8024 | 0.18521 | 2.6461 | 1 | 2022-01-01 | Elec | SFHPSlab | 0.267 | 3.8024 | 0.18521 | 2.6461 | 1 | 2022-01-01 | Elec | SFHPSlab | 0.267 | 3.8024 | 0.18521 | 2.6461 | 1 | 2022-01-01 | Elec | SFHPSlab | 0.267 | 3.8024 | 0.18521 | 2.6461 | 1 | 2022-01-01 | Elec | SFHPSlab | 0.267 | 3.8024 | 0.18521 | 2.6461 | 1 | 2022-01-01 | Elec | SFHPSlab | 0.267 | 3.8024 | 0.18521 | 2.6461 | 1 | 2022-01-01 | Elec | SFHPSlab | 0.267 | 3.8024 | 0.18521 | 2.6461 | 1 | 2022-01-01 | Elec | SFHPSlab | 0.267 | 3.8024 | 0.18521 | 2.6461 | 1 | 2022-01-01 | Elec | SFHPSlab | 0.267 | 3.8024 | 0.18521 | 2.6461 | 1 | 2022-01-01 | Elec | SFHPSlab | 0.267 | 3.8024 | 0.18521 | 2.6461 | 1 | 2022-01-01 | Elec | SFHPSlab | 0.267 | 3.8024 | 0.18521 | 2.6461 | 1 | 2022-01-01 | Elec | SFHPSlab | 0.267 | 3.8024 | 0.18521 | 2.6461 | 1 | 2022-01-01 | Elec | SFHPSlab | 0.267 | 3.8024 | 0.18521 | 2.6461 | 1 | 2022-01-01 | Elec | SFHPSlab | 0.267 | 3.8024 | 0.18521 | 2.6461 | 1 | 2022-01-01 | Elec | SFHPSlab | 0.267 | 3.8024 | 0.18521 | 2.6461 | 1 | 2022-01-01 | Elec | SFHPSlab | 0.267 | 3.8024 | 0.18521 | 2.6461 | 1 | 2022-01-01 | Elec | SFHPSlab | 0.267 | 3.8024 | 0.18521 | 2.6461 | 1 | 2022-01-01 | Elec | SFHPSlab | 0.267 | 3.8024 | 0.18521 | 2.6461 | 1 | 2022-01-01 | Elec | SFHPSlab | 0.267 | 3.8024 | 0.18521 | 2.6461 | 1 | 2022-01-01 | Elec | SFHPSlab | 0.267 | 3.8024 | 0.18521 | 2.6461 | 1 | 2022-01-01 | Elec | SFHPSlab | 0.267 | 3.8024 | 0.18521 | 2.6461 | 1 | 2022-01-01 | Elec | SFHPSlab | 0.267 | 3.8024 | 0.18521 | 2.6461 | 1 | 2022-01-01 | Elec | SFHPSlab | 0.267 | 3.8024 | 0.18521 | 2.6461 | 1 | 2022-01-01 | Elec | SFHPSlab | 0.267 | 3.8024 | 0.18521 | 2.6461 | 1 | 2022-01-01 | Elec | SFHPSlab | 0.267 | 3.8024 | 0.18521 | 2.6461 | 1 | 2022-01-01 | Elec | SFHPSlab | 0.267 | 3.8024 | 0.18521 | 2.6461 | 1 | 2022-01-01 | Elec | SFHPSlab | 0.267 | 3.8024 | 0.18521 | 2.6461 | 1 | 2022-01-01 | Elec | SFHPSlab | 0.267 | 3.8024 | 0.18521 | 2.6461 | 1 | 2022-01-01 | Elec | SFHPSlab | 0.267 | 3.8024 | 0.18521 | 2.6461 | 1 | 2022-01-01 | Elec | SFHPSlab | 0.267 | 3.8024 | 0.18521 | 2.6461 | 1 | 2022-01-01 | Elec | SFHPSlab | 0.267 | 3.8024 | 0.18521 | 2.6461 | 1 | 2022-01-01 | Elec | SFHPSlab | 0.267 | 3.8024 | 0.18521 | 2.6461 | 1 | 2022-01-01 | Elec | SFHPSlab | 0.267 | 3.8024 | 0.18521 | 2.6461 | 1 | 2022-01-01 | Elec | SFHPSlab | 0.267 | 3.8024 | 0.18521 | 2.6461 | 1 | 2022-01-01 | Elec | SFHPSlab | 0.267 | 3.8024 | 0.18521 | 2.6461 | 1 | 2022-01-01 | Elec | SFHPSlab | 0.267 | 3.8024 | 0.18521 | 2.6461 | 1 | 2022-01-01 | Elec | SFHPSlab | 0.267 | 3.8024 | 0.18521 | 2.6461 | 1 | 2022-01-01 | Elec | SFHPSlab | 0.267 | 3.8024 | 0.18521 | 2.6461 | 1 | 2022-01-01 | Elec | SFHPSlab | 0.267 | 3.8024 | 0.18521 | 2.6461 | 1 | 2022-01-01 | Elec | SFHPSlab | 0.267 | 3.8024 | 0.18521 | 2.6461 | 1 | 2022-01-01 | Elec | SFHPSlab | 0.267 | 3.8024 | 0.18521 | 2.6461 | 1 | 2022-01-01 | Elec | SFHPSlab | 0.267 | 3.8024 | 0.18521 | 2.6461 | 1 | 2022-01-01 | Elec | SFHPSlab | 0.267 | 3.8024 | 0.18521 | 2.6461 | 1 | 2022-01-01 | Elec | SFHPSlab | 0.267 | 3.8024 | 0.18521 | 2.6461 | 1 | 2022-01-01 | Elec | SFHPSlab | 0.267 | 3.8024 | 0.18521 | 2.6461 | 1 | 2022-01-01 | Elec | SFHPSlab | 0.267 | 3.8024 | 0.18521 | 2.6461 | 1 | 2022-01-01 | Elec | SFHPSlab | 0.267 | 3.8024 | 0.18521 | 2.6461 | 1 | 2022-01-01 | Elec | SFHPSlab | 0.267 | 3.8024 | 0.18521 | 2.6461 | 1 | 2022-01-01 | Elec | SFHPSlab | 0.267 | 3.8024 | 0.18521 | 2.6461 | 1 | 2022-01-01 | Elec | SFHPSlab | 0.267 | 3.8024 | 0.18521 | 2.6461 | 1 | 2022-01-01 | Elec | SFHPSlab | 0.267 | 3.8024 | 0.18521 | 2.6461 | 1 | 2022-01-01 | Elec | SFHPSlab | 0.267 | 3.8024 | 0.18521 | 2.6461 | 1 | 2022-01-01 | Elec | SFHPSlab | 0.267 | 3.8024 | 0.18521 | 2.6461 | 1 | 2022-01-01 | Elec | SFHPSlab | 0.267 | 3.8024 | 0.18521 | 2.6461 | 1 | 2022-01-01 | Elec | SFHPSlab | 0.267 | 3.8024 | 0.18521 | 2.6461 | 1 | 2022-01-01 | Elec | SFHPSlab | 0.267 | 3.8024 | 0.18521 | 2.6461 | 1 | 2022-01-01 | Elec | SFHPSlab | 0.267 | 3.8024 | 0.18521 | 2.6461 | 1 | 2022-01-01 | Elec | SFHPSlab | 0.267 | 3.8024 | 0.18521 | 2.6461 | 1 | 2022-01-01 | Elec | SFHPSlab | 0.267 | 3.8024 | 0.18521 | 2.6461 | 1 | 2022-01-01 | Elec | SFHPSlab | 0.267 | 3.8024 | 0.18521 | 2.6461 | 1 | 2022-01-01 | Elec | SFHPSlab | 0.267 | 3.8024 | 0.18521 | 2.6461 | 1 | 2022-01-01 | Elec | SFHPSlab | 0.267 | 3.8024 | 0.18521 | 2.6461 | 1 | 2022-01-01 | Elec | SFHPSlab | 0.267 | 3.8024 | 0.18521 | 2.6461 | 1 | 2022-01-01 | Elec | SFHPSlab | 0.267 | 3.8024 | 0.18521 | 2.6461 | 1 | 2022-01-01 | Elec | SFHPSlab | 0.267 | 3.8024 | 0.18521 | 2.6461 | 1 | 2022-01-01 | Elec | SFHPSlab | 0.267 | 3.8024 | 0.18521 | 2.6461 | 1 | 2022-01-01 | Elec | SFHPSlab | 0.267 | 3.8024 | 0.18521 | 2.6461 | 1 | 2022-01-01 | Elec | SFHPSlab | 0.267 | 3.8024 | 0.18521 | 2.6461 | 1 | 2022-01-01 | Elec | SFHPSlab | 0.267 | 3.8024 | 0.18521 | 2.6461 | 1 | 2022-01-01 | Elec | SFHPSlab | 0.267 | 3.8024 | 0.18521 | 2.6461 | 1 | 2022-01-01 | Elec | SFHPSlab | 0.267 | 3.8024 | 0.18521 | 2.6461 | 1 | 2022-01-01 | Elec | SFHPSlab | 0.267 | 3.8024 | 0.18521 | 2.6461 | 1 | 2022-01-01 | Elec | SFHPSlab | 0.267 | 3.8024 | 0.18521 | 2.6461 | 1 | 2022-01-01 | Elec | SFHPSlab | 0.267 | 3.8024 | 0.18521 | 2.6461 | 1 | 2022-01-01 | Elec | SFHPSlab | 0.267 | 3.8024 | 0.18521 | 2.6461 | 1 | 2022-01-01 | Elec | SFHPSlab | 0.267 | 3.8024 | 0.18521 | 2.6461 | 1 | 2022-01-01 | Elec | SFHPSlab | 0.267 | 3.8024 | 0.18521 | 2.6461 | 1 | 2022-01-01 | Elec | SFHPSlab | 0.267 | 3.8024 | 0.18521 | 2.6461 | 1 | 2022-01-01 | Elec | SFHPSlab | 0.267 | 3.8024 | 0.18521 | 2.6461 | 1 | 2022-01-01 | Elec | SFHPSlab | 0.267 | 3.8024 | 0.18521 | 2.6461 | 1 | 2022-01-01 | Elec | SFHPSlab | 0.267 | 3.8024 | 0.18521 | 2.6461 | 1 | 2022-01-01 | Elec | SFHPSlab | 0.267 | 3.8024 | 0.18521 | 2.6461 | 1 | 2022-01-01 | Elec | SFHPSlab | 0.267 | 3.8024 | 0.18521 | 2.6461 | 1 | 2022-01-01 | Elec | SFHPSlab | 0.267 | 3.8024 | 0.18521 | 2.6461 | 1 | 2022-01-01 | Elec | SFHPSlab | 0.267 | 3.8024 | 0.18521 | 2.6461 | 1 | 2022-01-01 | Elec | SFHPSlab | 0.267 | 3.8024 | 0.18521 | 2.6461 | 1 | 2022-01-01 | Elec | SFHPSlab | 0.267 | 3.8024 | 0.18521 | 2.6461 | 1 | 2022-01-01 | Elec | SFHPSlab | 0.267 | 3.8024 | 0.18521 | 2.6461 | 1 | 2022-01-01 | Elec | SFHPSlab | 0.267 | 3.8024 | 0.18521 | 2.6461 | 1 | 2022-01-01 | Elec | SFHPSlab | 0.267 | 3.8024 | 0.18521 | 2.6461 | 1 | 2022-01-01 | Elec | SFHPSlab | 0.267 | 3.8024 | 0.18521 | 2.6461 | 1 | 2022-01-01 | Elec | SFHPSlab | 0.267 | 3.8024 | 0.18521 | 2.6461 | 1 | 2022-01-01 | Elec | SFHPSlab | 0.267 | 3.8024 | 0.18521 | 2.6461 | 1 | 2022-01-01 | Elec | SFHPSlab | 0.267 | 3.8024 | 0.18521 | 2.6461 | 1 | 2022-01-01 | Elec | SFHPSlab | 0.267 | 3.8024 | 0.18521 | 2.6461 | 1 | 2022-01-01 | Elec | SFHPSlab | 0.267 | 3.8024 | 0.18521 | 2.6461 | 1 | 2022-01-01 | Elec | SFHPSlab | 0.267 | 3.8024 | 0.18521 | 2.6461 | 1 | 2022-01-01 | Elec | SFHPSlab | 0.267 | 3.8024 | 0.18521 | 2.6461 | 1 | 2022-01-01 | Elec | SFHPSlab | 0.267 | 3.8024 | 0.18521 | 2.6461 | 1 | 2022-01-01 | Elec | SFHPSlab | 0.267 | 3.8024 | 0.18521 | 2.6461 | 1 | 2022-01-01 | Elec | SFHPSlab | 0.267 | 3.8024 | 0.18521 | 2.6461 | 1 | 2022-01-01 | Elec | SFHPSlab | 0.267 | 3.8024 | 0.18521 | 2.6461 | 1 | 2022-01-01 | Elec | SFHPSlab | 0.267 | 3.8024 | 0.18521 | 2.6461 | 1 | 2022-01-01 | Elec | SFHPSlab | 0.267 | 3.8024 | 0.18521 | 2.6461 | 1 | 2022-01-01 | Elec | SFHPSlab | 0.267 | 3.8024 | 0.18521 | 2.6461 | 1 | 2022-01-01 | Elec | SFHPSlab | 0.267 | 3.8024 | 0.18521 | 2.6461 | 1 | 2022-01-01 | Elec | SFHPSlab | 0.267 | 3.8024 | 0.18521 | 2.6461 | 1 | 2022-01-01 | Elec | SFHPSlab | 0.267 | 3.8024 | 0.18521 | 2.6461 | 1 | 2022-01-01 | Elec | SFHPSlab | 0.267 | 3.8024 | 0.18521 | 2.6461 | 1 | 2022-01-01 | Elec | SFHPSlab | 0.267 | 3.8024 | 0.18521 | 2.6461 | 1 | 2022-01-01 | Elec | SFHPSlab | 0.267 | 3.8024 | 0.18521 | 2.6461 | 1 | 2022-01-01 | Elec | SFHPSlab | 0.267 | 3.8024 | 0.18521 | 2.6461 | 1 | 2022-01-01 | Elec | SFHPSlab | 0.267 | 3.8024 | 0.18521 | 2.6461 | 1 | 2022-01-01 | Elec | SFHPSlab | 0.267 | 3.8024 | 0.18521 | 2.6461 | 1 | 2022-01-01 | Elec | SFHPSlab | 0.267 | 3.8024 | 0.18521 | 2.6461 | 1 | 2022-01-01 | Elec | SFHPSlab | 0.267 | 3.8024 | 0.18521 | 2.6461 | 1 | 2022-01-01 | Elec | SFHPSlab | 0.267 | 3.8024 | 0.18521 | 2.6461 | 1 | 2022-01-01 | Elec | SFHPSlab | 0.267 | 3.8024 | 0.18521 | 2.6461 | 1 | 2022-01-01 | Elec | SFHPSlab | 0.267 | 3.8024 | 0.18521 | 2.6461 | 1 | 2022-01-01 | Elec | SFHPSlab | 0.267 | 3.8024 | 0.18521 | 2.6461 | 1 | 2022-01-01 | Elec | SFHPSlab | 0.267 | 3.8024 | 0.18521 | 2.6461 | 1 | 2022-01-01 | Elec | SFHPSlab | 0.267 | 3.8024 | 0.18521 | 2.6461 | 1 | 2022-01-01 | Elec | SFHPSlab | 0.267 | 3.8024 | 0.18521 | 2.6461 | 1 | 2022-01-01 | Elec | SFHPSlab | 0.267 | 3.8024 | 0.18521 | 2.6461 | 1 | 2022-01-01 | Elec | SFHPSlab | 0.267 | 3.8024 | 0.18521 | 2.6461 | 1 | 2022-01-01 | Elec | SFHPSlab | 0.267 | 3.8024 | 0.18521 | 2.6461 | 1 | 2022-01-01 | Elec | SFHPSlab | 0.267 | 3.8024 | 0.18521 | 2.6461 | 1 | 2022-01-01 | Elec | SFHPSlab | 0.267 | 3.8024 | 0.18521 | 2.6461 | 1 | 2022-01-01 | Elec | SFHPSlab | 0.267 | 3.8024 | 0.18521 | 2.6461 | 1 | 2022-01-01 | Elec | SFHPSlab | 0.267 | 3.8024 | 0.18521 | 2.6461 | 1 | 2022-01-01 | Elec | SFHPSlab | 0.267 | 3.8024 | 0.18521 | 2.6461 | 1 | 2022-01-01 | Elec | SFHPSlab | 0.267 | 3.8024 | 0.18521 | 2.6461 | 1 | 2022-01-01 | Elec | SFHPSlab | 0.267 | 3.8024 | 0.18521 | 2.6461 | 1 | 2022-01-01 | Elec | SFHPSlab | 0.267 | 3.8024 | 0.18521 | 2.6461 | 1 | 2022-01-01 | Elec | SFHPSlab | 0.267 | 3.8024 | 0.18521 | 2.6461 | 1 | 2022-01-01 | Elec | SFHPSlab | 0.267 | 3.8024 | 0.18521 | 2.6461 | 1 | 2022-01-01 | Elec | SFHPSlab | 0.267 | 3.8024 | 0.18521 | 2.6461 | 1 | 2022-01-01 | Elec | SFHPSlab | 0.267 | 3.8024 | 0.18521 | 2.6461 | 1 | 2022-01-01 | Elec | SFHPSlab | 0.267 | 3.8024 | 0.18521 | 2.6461 | 1 | 2022-01-01 | Elec | SFHPSlab | 0.267 | 3.8024 | 0.18521 | 2.6461 | 1 | 2022-01-01 | Elec | SFHPSlab | 0.267 | 3.8024 | 0.18521 | 2.6461 | 1 | 2022-01-01 | Elec | SFHPSlab | 0.267 | 3.8024 | 0.18521 | 2.6461 | 1 | 2022-01-01 | Elec | SFHPSlab | 0.267 | 3.8024 | 0.18521 | 2.6461 | 1 | 2022-01-01 | Elec | SFHPSlab | 0.267 | 3.8024 | 0.18521 | 2.6461 | 1 | 2022-01-01 | Elec | SFHPSlab | 0.267 | 3.8024 | 0.18521 | 2.6461 | 1 | 2022-01-01 | Elec | SFHPSlab | 0.267 | 3.8024 | 0.18521 | 2.6461 | 1 | 2022-01-01 | Elec | SFHPSlab | 0.267 | 3.8024 | 0.18521 | 2.6461 | 1 | 2022-01-01 | Elec | SFHPSlab | 0.267 | 3.8024 | 0.18521 | 2.6461 | 1 | 2022-01-01 | Elec | SFHPSlab | 0.267 | 3.8024 | 0.18521 | 2.6461 | 1 | 2022-01-01 | Elec | SFHPSlab | 0.267 | 3.8024 | 0.18521 | 2.6461 | 1 | 2022-01-01 | Elec | SFHPSlab | 0.267 | 3.8024 | 0.18521 | 2.6461 | 1 | 2022-01-01 | Elec | SFHPSlab | 0.267 | 3.8024 | 0.18521 | 2.6461 | 1 | 2022-01-01 | Elec | SFHPSlab | 0.267 | 3.8024 | 0.18521 | 2.6461 | 1 | 2022-01-01 | Elec | SFHPSlab | 0.267 | 3.8024 | 0.18521 | 2.6461 | 1 | 2022-01-01 | Elec | SFHPSlab | 0.267 | 3.8024 | 0.18521 | 2.6461 | 1 | 2022-01-01 | Elec | SFHPSlab | 0.267 | 3.8024 | 0.18521 | 2.6461 | 1 | 2022-01-01 | Elec | SFHPSlab | 0.267 | 3.8024 | 0.18521 | 2.6461 | 1 | 2022-01-01 | Elec | SFHPSlab | 0.267 | 3.8024 | 0.18521 | 2.6461 | 1 | 2022-01-01 | Elec | SFHPSlab | 0.267 | 3.8024 | 0.18521 | 2.6461 | 1 | 2022-01-01 | Elec | SFHPSlab | 0.267 | 3.8024 | 0.18521 | 2.6461 | 1 | 2022-01-01 | Elec | SFHPSlab | 0.267 | 3.8024 | 0.18521 | 2.6461 | 1 | 2022-01-01 | Elec | SFHPSlab | 0.267 | 3.8024 | 0.18521 | 2.6461 | 1 | 2022-01-01 | Elec | SFHPSlab | 0.267 | 3.8024 | 0.18521 | 2.6461 | 1 | 2022-01-01 | Elec | SFHPSlab | 0.267 | 3.8024 | 0.18521 | 2.6461 | 1 | 2022-01-01 | Elec | SFHPSlab | 0.267 | 3.8024 | 0.18521 | 2.6461 | 1 | 2022-01-01 | Elec | SFHPSlab | 0.267 | 3.8024 | 0.18521 | 2.6461 | 1 | 2022-01-01 | Elec | SFHPSlab | 0.267 | 3.8024 | 0.18521 | 2.6461 | 1 | 2022-01-01 | Elec | SFHPSlab | 0.267 | 3.8024 | 0.18521 | 2.6461 | 1 | 2022-01-01 | Elec | SFHPSlab | 0.267 | 3.8024 | 0.18521 | 2.6461 | 1 | 2022-01-01 | Elec | SFHPSlab | 0.267 | 3.8024 | 0.18521 | 2.6461 | 1 | 2022-01-01 | Elec | SFHPSlab | 0.267 | 3.8024 | 0.18521 | 2.6461 | 1 | 2022-01-01 | Elec | SFHPSlab | 0.267 | 3.8024 | 0.18521 | 2.6461 | 1 | 2022-01-01 | Elec | SFHPSlab | 0.267 | 3.8024 | 0.18521 | 2.6461 | 1 | 2022-01-01 | Elec | SFHPSlab | 0.267 | 3.8024 | 0.18521 | 2.6461 | 1 | 2022-01-01 | Elec | SFHPSlab | 0.267 | 3.8024 | 0.18521 | 2.6461 | 1 | 2022-01-01 | Elec | SFHPSlab | 0.267 | 3.8024 | 0.18521 | 2.6461 | 1 | 2022-01-01 | Elec | SFHPSlab | 0.267 | 3.8024 | 0.18521 | 2.6461 | 1 | 2022-01-01 | Elec | SFHPSlab | 0.267 | 3.8024 | 0.18521 | 2.6461 | 1 | 2022-01-01 | Elec | SFHPSlab | 0.267 | 3.8024 | 0.18521 | 2.6461 | 1 | 2022-01-01 | Elec | SFHPSlab | 0.267 | 3.8024 | 0.18521 | 2.6461 | 1 | 2022-01-01 | Elec | SFHPSlab | 0.267 | 3.8024 | 0.18521 | 2.6461 | 1 | 2022-01-01 | Elec | SFHPSlab | 0.267 | 3.8024 | 0.18521 | 2.6461 | 1 | 2022-01-01 | Elec | SFHPSlab | 0.267 | 3.8024 | 0.18521 | 2.6461 | 1 | 2022-01-01 | Elec | SFHPSlab | 0.267 | 3.8024 | 0.18521 | 2.6461 | 1 | 2022-01-01 | Elec | SFHPSlab | 0.267 | 3.8024 | 0.18521 | 2.6461 | 1 | 2022-01-01 | Elec | SFHPSlab | 0.267 | 3.8024 | 0.18521 | 2.6461 | 1 | 2022-01-01 | Elec | SFHPSlab | 0.267 | 3.8024 | 0.18521 | 2.6461 | 1 | 2022-01-01 | Elec | SFHPSlab | 0.267 | 3.8024 | 0.18521 | 2.6461 | 1 | 2022-01-01 | Elec | SFHPSlab | 0.267 | 3.8024 | 0.18521 | 2.6461 | 1 | 2022-01-01 | Elec | SFHPSlab | 0.267 | 3.8024 | 0.18521 | 2.6461 | 1 | 2022-01-01 | Elec | SFHPSlab | 0.267 | 3.8024 | 0.18521 | 2.6461 | 1 | 2022-01-01 | Elec | SFHPSlab | 0.267 | 3.8024 | 0.18521 | 2.6461 | 1 | 2022-01-01 | Elec | SFHPSlab | 0.267 | 3.8024 | 0.18521 | 2.6461 | 1 | 2022-01-01 | Elec | SFHPSlab | 0.267 | 3.8024 | 0.18521 | 2.6461 | 1 | 2022-01-01 | Elec | SFHPSlab | 0.267 | 3.8024 | 0.18521 | 2.6461 | 1 | 2022-01-01 | Elec | SFHPSlab | 0.267 | 3.8024 | 0.18521 | 2.6461 | 1 | 2022-01-01 | Elec | SFHPSlab | 0.267 | 3.8024 | 0.18521 | 2.6461 | 1 | 2022-01-01 | Elec | SFHPSlab | 0.267 | 3.8024 | 0.18521 | 2.6461 | 1 | 2022-01-01 | Elec | SFHPSlab | 0.267 | 3.8024 | 0.18521 | 2.6461 | 1 | 2022-01-01 | Elec | SFHPSlab | 0.267 | 3.8024 | 0.18521 | 2.6461 | 1 | 2022-01-01 | Elec | SFHPSlab | 0.267 | 3.8024 | 0.18521 | 2.6461 | 1 | 2022-01-01 | Elec | SFHPSlab | 0.267 | 3.8024 | 0.18521 | 2.6461 | 1 | 2022-01-01 | Elec | SFHPSlab | 0.267 | 3.8024 | 0.18521 | 2.6461 | 1 | 2022-01-01 | Elec | SFHPSlab | 0.267 | 3.8024 | 0.18521 | 2.6461 | 1 | 2022-01-01 | Elec | SFHPSlab | 0.267 | 3.8024 | 0.18521 | 2.6461 | 1 | 2022-01-01 | Elec | SFHPSlab | 0.267 | 3.8024 | 0.18521 | 2.6461 | 1 | 2022-01-01 | Elec | SFHPSlab | 0.267 | 3.8024 | 0.18521 | 2.6461 | 1 | 2022-01-01 | Elec | SFHPSlab | 0.267 | 3.8024 | 0.18521 | 2.6461 | 1 | 2022-01-01 | Elec | SFHPSlab | 0.267 | 3.8024 | 0.18521 | 2.6461 | 1 | 2022-01-01 | Elec | SFHPSlab | 0.267 | 3.8024 | 0.18521 | 2.6461 | 1 | 2022-01-01 | Elec | SFHPSlab | 0.267 | 3.8024 | 0.18521 | 2.6461 | 1 | 2022-01-01 | Elec | SFHPSlab | 0.267 | 3.8024 | 0.18521 | 2.6461 | 1 | 2022-01-01 | Elec | SFHPSlab | 0.267 | 3.8024 | 0.18521 | 2.6461 | 1 | 2022-01-01 | Elec | SFHPSlab | 0.267 | 3.8024 | 0.18521 | 2.6461 | 1 | 2022-01-01 | Elec | SFHPSlab | 0.267 | 3.8024 | 0.18521 | 2.6461 | 1 | 2022-01-01 | Elec | SFHPSlab | 0.267 | 3.8024 | 0.18521 | 2.6461 | 1 | 2022-01-01 | Elec | SFHPSlab | 0.267 | 3.8024 | 0.18521 | 2.6461 | 1 | 2022-01-01 | Elec | SFHPSlab | 0.267 | 3.8024 | 0.18521 | 2.6461 | 1 | 2022-01-01 | Elec | SFHPSlab | 0.267 | 3.8024 | 0.18521 | 2.6461 | 1 | 2022-01-01 | Elec | SFHPSlab | 0.267 | 3.8024 | 0.18521 | 2.6461 | 1 | 2022-01-01 | Elec | SFHPSlab | 0.267 | 3.8024 | 0.18521 | 2.6461 | 1 | 2022-01-01 | Elec | SFHPSlab | 0.267 | 3.8024 | 0.18521 | 2.6461 | 1 | 2022-01-01 | Elec | SFHPSlab | 0.267 | 3.8024 | 0.18521 | 2.6461 | 1 | 2022-01-01 | Elec | SFHPSlab | 0.267 | 3.8024 | 0.18521 | 2.6461 | 1 | 2022-01-01 | Elec | SFHPSlab | 0.267 | 3.8024 | 0.18521 | 2.6461 | 1 | 2022-01-01 | Elec | SFHPSlab | 0.267 | 3.8024 | 0.18521 | 2.6461 | 1 | 2022-01-01 | Elec | SFHPSlab | 0.267 | 3.8024 | 0.18521 | 2.6461 | 1 | 2022-01-01 | Elec | SFHPSlab | 0.267 | 3.8024 | 0.18521 | 2.6461 | 1 | 2022-01-01 | Elec | SFHPSlab | 0.267 | 3.8024 | 0.18521 | 2.6461 | 1 | 2022-01-01 | Elec | SFHPSlab | 0.267 | 3.8024 | 0.18521 | 2.6461 | 1 | 2022-01-01 | Elec | SFHPSlab | 0.267 | 3.8024 | 0.18521 | 2.6461 | 1 | 2022-01-01 | Elec | SFHPSlab | 0.267 | 3.8024 | 0.18521 | 2.6461 | 1 | 2022-01-01 | Elec | SFHPSlab | 0.267 | 3.8024 | 0.18521 | 2.6461 | 1 | 2022-01-01 | Elec | SFHPSlab | 0.267 | 3.8024 | 0.18521 | 2.6461 | 1 | 2022-01-01 | Elec | SFHPSlab | 0.267 | 3.8024 | 0.18521 | 2.6461 | 1 | 2022-01-01 | Elec | SFHPSlab | 0.267 | 3.8024 | 0.18521 | 2.6461 | 1 | 2022-01-01 | Elec | SFHPSlab | 0.267 | 3.8024 | 0.18521 | 2.6461 | 1 | 2022-01-01 | Elec | SFHPSlab | 0.267 | 3.8024 | 0.18521 | 2.6461 | 1 | 2022-01-01 | Elec | SFHPSlab | 0.267 | 3.8024 | 0.18521 | 2.6461 | 1 | 2022-01-01 | Elec | SFHPSlab | 0.267 | 3.8024 | 0.18521 | 2.6461 | 1 | 2022-01-01 | Elec | SFHPSlab | 0.267 | 3.8024 | 0.18521 | 2.6461 | 1 | 2022-01-01 | Elec | SFHPSlab | 0.267 | 3.8024 | 0.18521 | 2.6461 | 1 | 2022-01-01 | Elec | SFHPSlab | 0.267 | 3.8024 | 0.18521 | 2.6461 | 1 | 2022-01-01 | Elec | SFHPSlab | 0.267 | 3.8024 | 0.18521 | 2.6461 | 1 | 2022-01-01 | Elec | SFHPSlab | 0.267 | 3.8024 | 0.18521 | 2.6461 | 1 | 2022-01-01 | Elec | SFHPSlab | 0.267 | 3.8024 | 0.18521 | 2.6461 | 1 | 2022-01-01 | Elec | SFHPSlab | 0.267 | 3.8024 | 0.18521 | 2.6461 | 1 | 2022-01-01 | Elec | SFHPSlab | 0.267 | 3.8024 | 0.18521 | 2.6461 | 1 | 2022-01-01 | Elec | SFHPSlab | 0.267 | 3.8024 | 0.18521 | 2.6461 | 1 | 2022-01-01 | Elec | SFHPSlab | 0.267 | 3.8024 | 0.18521 | 2.6461 | 1 | 2022-01-01 | Elec | SFHPSlab | 0.267 | 3.8024 | 0.18521 | 2.6461 | 1 | 2022-01-01 | Elec | SFHPSlab | 0.267 | 3.8024 | 0.18521 | 2.6461 | 1 | 2022-01-01 | Elec | SFHPSlab | 0.267 | 3.8024 | 0.18521 | 2.6461 | 1 | 2022-01-01 | Elec | SFHPSlab | 0.267 | 3.8024 | 0.18521 | 2.6461 | 1 | 2022-01-01 | Elec | SFHPSlab | 0.267 | 3.8024 | 0.18521 | 2.6461 | 1 | 2022-01-01 | Elec | SFHPSlab | 0.267 | 3.8024 | 0.18521 | 2.6461 | 1 | 2022-01-01 | Elec | SFHPSlab | 0.267 | 3.8024 | 0.18521 | 2.6461 | 1 | 2022-01-01 | Elec | SFHPSlab | 0.267 | 3.8024 | 0.18521 | 2.6461 | 1 | 2022-01-01 | Elec | SFHPSlab | 0.267 | 3.8024 | 0.18521 | 2.6461 | 1 | 2022-01-01 | Elec | SFHPSlab | 0.267 | 3.8024 | 0.18521 | 2.6461 | 1 | 2022-01-01 | Elec | SFHPSlab | 0.267 | 3.8024 | 0.18521 | 2.6461 | 1 | 2022-01-01 | Elec | SFHPSlab | 0.267 | 3.8024 | 0.18521 | 2.6461 | 1 | 2022-01-01 | Elec | SFHPSlab | 0.267 | 3.8024 | 0.18521 | 2.6461 | 1 | 2022-01-01 | Elec | SFHPSlab | 0.267 | 3.8024 | 0.18521 | 2.6461 | 1 | 2022-01-01 | Elec | SFHPSlab | 0.267 | 3.8024 | 0.18521 | 2.6461 | 1 | 2022-01-01 | Elec | SFHPSlab | 0.267 | 3.8024 | 0.18521 | 2.6461 | 1 | 2022-01-01 | Elec | SFHPSlab | 0.267 | 3.8024 | 0.18521 | 2.6461 | 1 | 2022-01-01 | Elec | SFHPSlab | 0.267 | 3.8024 | 0.18521 | 2.6461 | 1 | 2022-01-01 | Elec | SFHPSlab | 0.267 | 3.8024 | 0.18521 | 2.6461 | 1 | 2022-01-01 | Elec | SFHPSlab | 0.267 | 3.8024 | 0.18521 | 2.6461 | 1 | 2022-01-01 | Elec | SFHPSlab | 0.267 | 3.8024 | 0.18521 | 2.6461 | 1 | 2022-01-01 | Elec | SFHPSlab | 0.267 | 3.8024 | 0.18521 | 2.6461 | 1 | 2022-01-01 | Elec | SFHPSlab | 0.267 | 3.8024 | 0.18521 | 2.6461 | 1 | 2022-01-01 | Elec | SFHPSlab | 0.267 | 3.8024 | 0.18521 | 2.6461 | 1 | 2022-01-01 | Elec | SFHPSlab | 0.267 | 3.8024 | 0.18521 | 2.6461 | 1 | 2022-01-01 | Elec | SFHPSlab | 0.267 | 3.8024 | 0.18521 | 2.6461 | 1 | 2022-01-01 | Elec | SFHPSlab | 0.267 | 3.8024 | 0.18521 | 2.6461 | 1 | 2022-01-01 | Elec | SFHPSlab | 0.267 | 3.8024 | 0.18521 | 2.6461 | 1 | 2022-01-01 | Elec | SFHPSlab | 0.267 | 3.8024 | 0.18521 | 2.6461 | 1 | 2022-01-01 | Elec | SFHPSlab | 0.267 | 3.8024 | 0.18521 | 2.6461 | 1 | 2022-01-01 | Elec | SFHPSlab | 0.267 | 3.8024 | 0.18521 | 2.6461 | 1 | 2022-01-01 | Elec | SFHPSlab | 0.267 | 3.8024 | 0.18521 | 2.6461 | 1 | 2022-01-01 | Elec | SFHPSlab | 0.267 | 3.8024 | 0.18521 | 2.6461 | 1 | 2022-01-01 | Elec | SFHPSlab | 0.267 | 3.8024 | 0.18521 | 2.6461 | 1 | 2022-01-01 | Elec | SFHPSlab | 0.267 | 3.8024 | 0.18521 | 2.6461 | 1 | 2022-01-01 | Elec | SFHPSlab | 0.267 | 3.8024 | 0.18521 | 2.6461 | 1 | 2022-01-01 | Elec | SFHPSlab | 0.267 | 3.8024 | 0.18521 | 2.6461 | 1 | 2022-01-01 | Elec | SFHPSlab | 0.267 | 3.8024 | 0.18521 | 2.6461 | 1 | 2022-01-01 | Elec | SFHPSlab | 0.267 | 3.8024 | 0.18521 | 2.6461 | 1 | 2022-01-01 | Elec | SFHPSlab | 0.267 | 3.8024 | 0.18521 | 2.6461 | 1 | 2022-01-01 | Elec | SFHPSlab | 0.267 | 3.8024 | 0.18521 | 2.6461 | 1 | 2022-01-01 | Elec | SFHPSlab | 0.267 | 3.8024 | 0.18521 | 2.6461 | 1 | 2022-01-01 | Elec | SFHPSlab | 0.267 | 3.8024 | 0.18521 | 2.6461 | 1 | 2022-01-01 | Elec | SFHPSlab | 0.267 | 3.8024 | 0.18521 | 2.6461 | 1 | 2022-01-01 | Elec | SFHPSlab | 0.267 | 3.8024 | 0.18521 | 2.6461 | 1 | 2022-01-01 | Elec | SFHPSlab | 0.267 | 3.8024 | 0.18521 | 2.6461 | 1 | 2022-01-01 | Elec | SFHPSlab | 0.267 | 3.8024 | 0.18521 | 2.6461 | 1 | 2022-01-01 | Elec | SFHPSlab | 0.267 | 3.8024 | 0.18521 | 2.6461 | 1 | 2022-01-01 | Elec | SFHPSlab | 0.267 | 3.8024 | 0.18521 | 2.6461 | 1 | 2022-01-01 | Elec | SFHPSlab | 0.267 | 3.8024 | 0.18521 | 2.6461 | 1 | 2022-01-01 | Elec | SFHPSlab | 0.267 | 3.8024 | 0.18521 | 2.6461 | 1 | 2022-01-01 | Elec | SFHPSlab | 0.267 | 3.8024 | 0.18521 | 2.6461 | 1 | 2022-01-01 | Elec | SFHPSlab | 0.267 | 3.8024 | 0.18521 | 2.6461 | 1 | 2022-01-01 | Elec | SFHPSlab | 0.267 | 3.8024 | 0.18521 | 2.6461 | 1 | 2022-01-01 | Elec | SFHPSlab | 0.267 | 3.8024 | 0.18521 | 2.6461 | 1 | 2022-01-01 | Elec | SFHPSlab | 0.267 | 3.8024 | 0.18521 | 2.6461 | 1 | 2022-01-01 | Elec | SFHPSlab | 0.267 | 3.8024 | 0.18521 | 2.6461 | 1 | 2022-01-01 | Elec | SFHPSlab | 0.267 | 3.8024 | 0.18521 | 2.6461 | 1 | 2022-01-01 | Elec | SFHPSlab | 0.267 | 3.8024 | 0.18521 | 2.6461 | 1 | 2022-01-01 | Elec | SFHPSlab | 0.267 | 3.8024 | 0.18521 | 2.6461 | 1 | 2022-01-01 | Elec | SFHPSlab | 0.267 | 3.8024 | 0.18521 | 2.6461 | 1 | 2022-01-01 | Elec | SFHPSlab | 0.267 | 3.8024 | 0.18521 | 2.6461 | 1 | 2022-01-01 | Elec | SFHPSlab | 0.267 | 3.8024 | 0.18521 | 2.6461 | 1 | 2022-01-01 | Elec | SFHPSlab | 0.267 | 3.8024 | 0.18521 | 2.6461 | 1 | 2022-01-01 | Elec | SFHPSlab | 0.267 | 3.8024 | 0.18521 | 2.6461 | 1 | 2022-01-01 | Elec | SFHPSlab | 0.267 | 3.8024 | 0.18521 | 2.6461 | 1 | 2022-01-01 | Elec | SFHPSlab | 0.267 | 3.8024 | 0.18521 | 2.6461 | 1 | 2022-01-01 | Elec | SFHPSlab | 0.267 | 3.8024 | 0.18521 | 2.6461 | 1 | 2022-01-01 | Elec | SFHPSlab | 0.267 | 3.8024 | 0.18521 | 2.6461 | 1 | 2022-01-01 | Elec | SFHPSlab | 0.267 | 3.8024 | 0.18521 | 2.6461 | 1 | 2022-01-01 | Elec | SFHPSlab | 0.267 | 3.8024 | 0.18521 | 2.6461 | 1 | 2022-01-01 | Elec | SFHPSlab | 0.267 | 3.8024 | 0.18521 | 2.6461 | 1 | 2022-01-01 | Elec | SFHPSlab | 0.267 | 3.8024 | 0.18521 | 2.6461 | 1 | 2022-01-01 | Elec | SFHPSlab | 0.267 | 3.8024 | 0.18521 | 2.6461 | 1 | 2022-01-01 | Elec | SFHPSlab | 0.267 | 3.8024 | 0.18521 | 2.6461 | 1 | 2022-01-01 | Elec | SFHPSlab | 0.267 | 3.8024 | 0.18521 | 2.6461 | 1 | 2022-01-01 | Elec | SFHPSlab | 0.267 | 3.8024 | 0.18521 | 2.6461 | 1 | 2022-01-01 | Elec | SFHPSlab | 0.267 | 3.8024 | 0.18521 | 2.6461 | 1 | 2022-01-01 | Elec | SFHPSlab | 0.267 | 3.8024 | 0.18521 | 2.6461 | 1 | 2022-01-01 | Elec | SFHPSlab | 0.267 | 3.8024 | 0.18521 | 2.6461 | 1 | 2022-01-01 | Elec | SFHPSlab | 0.267 | 3.8024 | 0.18521 | 2.6461 | 1 | 2022-01-01 | Elec | SFHPSlab | 0.267 | 3.8024 | 0.18521 | 2.6461 | 1 | 2022-01-01 | Elec | SFHPSlab | 0.267 | 3.8024 | 0.18521 | 2.6461 | 1 | 2022-01-01 | Elec | SFHPSlab | 0.267 | 3.8024 | 0.18521 | 2.6461 | 1 | 2022-01-01 | Elec | SFHPSlab | 0.267 | 3.8024 | 0.18521 | 2.6461 | 1 | 2022-01-01 | Elec | SFHPSlab | 0.267 | 3.8024 | 0.18521 | 2.6461 | 1 | 2022-01-01 | Elec | SFHPSlab | 0.267 | 3.8024 | 0.18521 | 2.6461 | 1 | 2022-01-01 | Elec | SFHPSlab | 0.267 | 3.8024 | 0.18521 | 2.6461 | 1 | 2022-01-01 | Elec | SFHPSlab | 0.267 | 3.8024 | 0.18521 | 2.6461 | 1 | 2022-01-01 | Elec | SFHPSlab | 0.267 | 3.8024 | 0.18521 | 2.6461 | 1 | 2022-01-01 | Elec | SFHPSlab | 0.267 | 3.8024 | 0.18521 | 2.6461 | 1 | 2022-01-01 | Elec | SFHPSlab | 0.267 | 3.8024 | 0.18521 | 2.6461 | 1 | 2022-01-01 | Elec | SFHPSlab | 0.267 | 3.8024 | 0.18521 | 2.6461 | 1 | 2022-01-01 | Elec | SFHPSlab | 0.267 | 3.8024 | 0.18521 | 2.6461 | 1 | 2022-01-01 | Elec | SFHPSlab | 0.267 | 3.8024 | 0.18521 | 2.6461 | 1 | 2022-01-01 | Elec | SFHPSlab | 0.267 | 3.8024 | 0.18521 | 2.6461 | 1 | 2022-01-01 | Elec | SFHPSlab | 0.267 | 3.8024 | 0.18521 | 2.6461 | 1 | 2022-01-01 | Elec | SFHPSlab | 0.267 | 3.8024 | 0.18521 | 2.6461 | 1 | 2022-01-01 | Elec | SFHPSlab | 0.267 | 3.8024 | 0.18521 | 2.6461 | 1 | 2022-01-01 | Elec | SFHPSlab | 0.267 | 3.8024 | 0.18521 | 2.6461 | 1 | 2022-01-01 | Elec | SFHPSlab | 0.267 | 3.8024 | 0.18521 | 2.6461 | 1 | 2022-01-01 | Elec | SFHPSlab | 0.267 | 3.8024 | 0.18521 | 2.6461 | 1 | 2022-01-01 | Elec | SFHPSlab | 0.267 | 3.8024 | 0.18521 | 2.6461 | 1 | 2022-01-01 | Elec | SFHPSlab | 0.267 | 3.8024 | 0.18521 | 2.6461 | 1 | 2022-01-01 | Elec | SFHPSlab | 0.267 | 3.8024 | 0.18521 | 2.6461 | 1 | 2022-01-01 | Elec | SFHPSlab | 0.267 | 3.8024 | 0.18521 | 2.6461 | 1 | 2022-01-01 | Elec | SFHPSlab | 0.267 | 3.8024 | 0.18521 | 2.6461 | 1 | 2022-01-01 | Elec | SFHPSlab | 0.267 | 3.8024 | 0.18521 | 2.6461 | 1 | 2022-01-01 | Elec | SFHPSlab | 0.267 | 3.8024 | 0.18521 | 2.6461 | 1 | 2022-01-01 | Elec | SFHPSlab | 0.267 | 3.8024 | 0.18521 | 2.6461 | 1 | 2022-01-01 | Elec | SFHPSlab | 0.267 | 3.8024 | 0.18521 | 2.6461 | 1 | 2022-01-01 | Elec | SFHPSlab | 0.267 | 3.8024 | 0.18521 | 2.6461 | 1 | 2022-01-01 | Elec | SFHPSlab | 0.267 | 3.8024 | 0.18521 | 2.6461 | 1 | 2022-01-01 | Elec | SFHPSlab | 0.267 | 3.8024 | 0.18521 | 2.6461 | 1 | 2022-01-01 | Elec | SFHPSlab | 0.267 | 3.8024 | 0.18521 | 2.6461 | 1 | 2022-01-01 | Elec | SFHPSlab | 0.267 | 3.8024 | 0.18521 | 2.6461 | 1 | 2022-01-01 | Elec | SFHPSlab | 0.267 | 3.8024 | 0.18521 | 2.6461 | 1 | 2022-01-01 | Elec | SFHPSlab | 0.267 | 3.8024 | 0.18521 | 2.6461 | 1 | 2022-01-01 | Elec | SFHPSlab | 0.267 | 3.8024 | 0.18521 | 2.6461 | 1 | 2022-01-01 | Elec | SFHPSlab | 0.267 | 3.8024 | 0.18521 | 2.6461 | 1 | 2022-01-01 | Elec | SFHPSlab | 0.267 | 3.8024 | 0.18521 | 2.6461 | 1 | 2022-01-01 | Elec | SFHPSlab | 0.267 | 3.8024 | 0.18521 | 2.6461 | 1 | 2022-01-01 | Elec | SFHPSlab | 0.267 | 3.8024 | 0.18521 | 2.6461 | 1 | 2022-01-01 | Elec | SFHPSlab | 0.267 | 3.8024 | 0.18521 | 2.6461 | 1 | 2022-01-01 | Elec | SFHPSlab | 0.267 | 3.8024 | 0.18521 | 2.6461 | 1 | 2022-01-01 | Elec | SFHPSlab | 0.267 | 3.8024 | 0.18521 | 2.6461 | 1 | 2022-01-01 | Elec | SFHPSlab | 0.267 | 3.8024 | 0.18521 | 2.6461 | 1 | 2022-01-01 | Elec | SFHPSlab | 0.267 | 3.8024 | 0.18521 | 2.6461 | 1 | 2022-01-01 | Elec | SFHPSlab | 0.267 | 3.8024 | 0.18521 | 2.6461 | 1 | 2022-01-01 | Elec | SFHPSlab | 0.267 | 3.8024 | 0.18521 | 2.6461 | 1 | 2022-01-01 | Elec | SFHPSlab | 0.267 | 3.8024 | 0.18521 | 2.6461 | 1 | 2022-01-01 | Elec | SFHPSlab | 0.267 | 3.8024 | 0.18521 | 2.6461 | 1 | 2022-01-01 | Elec | SFHPSlab | 0.267 | 3.8024 | 0.18521 | 2.6461 | 1 | 2022-01-01 | Elec | SFHPSlab | 0.267 | 3.8024 | 0.18521 | 2.6461 | 1 | 2022-01-01 | Elec | SFHPSlab | 0.267 | 3.8024 | 0.18521 | 2.6461 | 1 | 2022-01-01 | Elec | SFHPSlab | 0.267 | 3.8024 | 0.18521 | 2.6461 | 1 | 2022-01-01 | Elec | SFHPSlab | 0.267 | 3.8024 | 0.18521 | 2.6461 | 1 | 2022-01-01 | Elec | SFHPSlab | 0.267 | 3.8024 | 0.18521 | 2.6461 | 1 | 2022-01-01 | Elec | SFHPSlab | 0.267 | 3.8024 | 0.18521 | 2.6461 | 1 | 2022-01-01 | Elec | SFHPSlab | 0.267 | 3.8024 | 0.18521 | 2.6461 | 1 | 2022-01-01 | Elec | SFHPSlab | 0.267 | 3.8024 | 0.18521 | 2.6461 | 1 | 2022-01-01 | Elec | SFHPSlab | 0.267 | 3.8024 | 0.18521 | 2.6461 | 1 | 2022-01-01 | Elec | SFHPSlab | 0.267 | 3.8024 | 0.18521 | 2.6461 | 1 | 2022-01-01 | Elec | SFHPSlab | 0.267 | 3.8024 | 0.18521 | 2.6461 | 1 | 2022-01-01 | Elec | SFHPSlab | 0.267 | 3.8024 | 0.18521 | 2.6461 | 1 | 2022-01-01 | Elec | SFHPSlab | 0.267 | 3.8024 | 0.18521 | 2.6461 | 1 | 2022-01-01 | Elec | SFHPSlab | 0.267 | 3.8024 | 0.18521 | 2.6461 | 1 | 2022-01-01 | Elec | SFHPSlab | 0.267 | 3.8024 | 0.18521 | 2.6461 | 1 | 2022-01-01 | Elec | SFHPSlab | 0.267 | 3.8024 | 0.18521 | 2.6461 | 1 | 2022-01-01 | Elec | SFHPSlab | 0.267 | 3.8024 | 0.18521 | 2.6461 | 1 | 2022-01-01 | Elec | SFHPSlab | 0.267 | 3.8024 | 0.18521 | 2.6461 | 1 | 2022-01-01 | Elec | SFHPSlab | 0.267 | 3.8024 | 0.18521 | 2.6461 | 1 | 2022-01-01 | Elec | SFHPSlab | 0.267 | 3.8024 | 0.18521 | 2.6461 | 1 | 2022-01-01 | Elec | SFHPSlab | 0.267 | 3.8024 | 0.18521 | 2.6461 | 1 | 2022-01-01 | Elec | SFHPSlab | 0.267 | 3.8024 | 0.18521 | 2.6461 | 1 | 2022-01-01 | Elec | SFHPSlab | 0.267 | 3.8024 | 0.18521 | 2.6461 | 1 | 2022-01-01 | Elec | SFHPSlab | 0.267 | 3.8024 | 0.18521 | 2.6461 | 1 | 2022-01-01 | Elec | SFHPSlab | 0.267 | 3.8024 | 0.18521 | 2.6461 | 1 | 2022-01-01 | Elec | SFHPSlab | 0.267 | 3.8024 | 0.18521 | 2.6461 | 1 | 2022-01-01 | Elec | SFHPSlab | 0.267 | 3.8024 | 0.18521 | 2.6461 | 1 | 2022-01-01 | Elec | SFHPSlab | 0.267 | 3.8024 | 0.18521 | 2.6461 | 1 | 2022-01-01 | Elec | SFHPSlab | 0.267 | 3.8024 | 0.18521 | 2.6461 | 1 | 2022-01-01 | Elec | SFHPSlab | 0.267 | 3.8024 | 0.18521 | 2.6461 | 1 | 2022-01-01 | Elec | SFHPSlab | 0.267 | 3.8024 | 0.18521 | 2.6461 | 1 | 2022-01-01 | Elec | SFHPSlab | 0.267 | 3.8024 | 0.18521 | 2.6461 | 1 | 2022-01-01 | Elec | SFHPSlab | 0.267 | 3.8024 | 0.18521 | 2.6461 | 1 | 2022-01-01 | Elec | SFHPSlab | 0.267 | 3.8024 | 0.18521 | 2.6461 | 1 | 2022-01-01 | Elec | SFHPSlab | 0.267 | 3.8024 | 0.18521 | 2.6461 | 1 | 2022-01-01 | Elec | SFHPSlab | 0.267 | 3.8024 | 0.18521 | 2.6461 | 1 | 2022-01-01 | Elec | SFHPSlab | 0.267 | 3.8024 | 0.18521 | 2.6461 | 1 | 2022-01-01 | Elec | SFHPSlab | 0.267 | 3.8024 | 0.18521 | 2.6461 | 1 | 2022-01-01 | Elec | SFHPSlab | 0.267 | 3.8024 | 0.18521 | 2.6461 | 1 | 2022-01-01 | Elec | SFHPSlab | 0.267 | 3.8024 | 0.18521 | 2.6461 | 1 | 2022-01-01 | Elec | SFHPSlab | 0.267 | 3.8024 | 0.18521 | 2.6461 | 1 | 2022-01-01 | Elec | SFHPSlab | 0.267 | 3.8024 | 0.18521 | 2.6461 | 1 | 2022-01-01 | Elec | SFHPSlab | 0.267 | 3.8024 | 0.18521 | 2.6461 | 1 | 2022-01-01 | Elec | SFHPSlab | 0.267 | 3.8024 | 0.18521 | 2.6461 | 1 | 2022-01-01 | Elec | SFHPSlab | 0.267 | 3.8024 | 0.18521 | 2.6461 | 1 | 2022-01-01 | Elec | SFHPSlab | 0.267 | 3.8024 | 0.18521 | 2.6461 | 1 | 2022-01-01 | Elec | SFHPSlab | 0.267 | 3.8024 | 0.18521 | 2.6461 | 1 | 2022-01-01 | Elec | SFHPSlab | 0.267 | 3.8024 | 0.18521 | 2.6461 | 1 | 2022-01-01 | Elec | SFHPSlab | 0.267 | 3.8024 | 0.18521 | 2.6461 | 1 | 2022-01-01 | Elec | SFHPSlab | 0.267 | 3.8024 | 0.18521 | 2.6461 | 1 | 2022-01-01 | Elec | SFHPSlab | 0.267 | 3.8024 | 0.18521 | 2.6461 | 1 | 2022-01-01 | Elec | SFHPSlab | 0.267 | 3.8024 | 0.18521 | 2.6461 | 1 | 2022-01-01 | Elec | SFHPSlab | 0.267 | 3.8024 | 0.18521 | 2.6461 | 1 | 2022-01-01 | Elec | SFHPSlab | 0.267 | 3.8024 | 0.18521 | 2.6461 | 1 | 2022-01-01 | Elec | SFHPSlab | 0.267 | 3.8024 | 0.18521 | 2.6461 | 1 | 2022-01-01 | Elec | SFHPSlab | 0.267 | 3.8024 | 0.18521 | 2.6461 | 1 | 2022-01-01 | Elec | SFHPSlab | 0.267 | 3.8024 | 0.18521 | 2.6461 | 1 | 2022-01-01 | Elec | SFHPSlab | 0.267 | 3.8024 | 0.18521 | 2.6461 | 1 | 2022-01-01 | Elec | SFHPSlab | 0.267 | 3.8024 | 0.18521 | 2.6461 | 1 | 2022-01-01 | Elec | SFHPSlab | 0.267 | 3.8024 | 0.18521 | 2.6461 | 1 | 2022-01-01 | Elec | SFHPSlab | 0.267 | 3.8024 | 0.18521 | 2.6461 | 1 | 2022-01-01 | Elec | SFHPSlab | 0.267 | 3.8024 | 0.18521 | 2.6461 | 1 | 2022-01-01 | Elec | SFHPSlab | 0.267 | 3.8024 | 0.18521 | 2.6461 | 1 | 2022-01-01 | Elec | SFHPSlab | 0.267 | 3.8024 | 0.18521 | 2.6461 | 1 | 2022-01-01 | Elec | SFHPSlab | 0.267 | 3.8024 | 0.18521 | 2.6461 | 1 | 2022-01-01 | Elec | SFHPSlab | 0.267 | 3.8024 | 0.18521 | 2.6461 | 1 | 2022-01-01 | Elec | SFHPSlab | 0.267 | 3.8024 | 0.18521 | 2.6461 | 1 | 2022-01-01 | Elec | SFHPSlab | 0.267 | 3.8024 | 0.18521 | 2.6461 | 1 | 2022-01-01 | Elec | SFHPSlab | 0.267 | 3.8024 | 0.18521 | 2.6461 | 1 | 2022-01-01 | Elec | SFHPSlab | 0.267 | 3.8024 | 0.18521 | 2.6461 | 1 | 2022-01-01 | Elec | SFHPSlab | 0.267 | 3.8024 | 0.18521 | 2.6461 | 1 | 2022-01-01 | Elec | SFHPSlab | 0.267 | 3.8024 | 0.18521 | 2.6461 | 1 | 2022-01-01 | Elec | SFHPSlab | 0.267 | 3.8024 | 0.18521 | 2.6461 | 1 | 2022-01-01 | Elec | SFHPSlab | 0.267 | 3.8024 | 0.18521 | 2.6461 | 1 | 2022-01-01 | Elec | SFHPSlab | 0.267 | 3.8024 | 0.18521 | 2.6461 | 1 | 2022-01-01 | Elec | SFHPSlab | 0.267 | 3.8024 | 0.18521 | 2.6461 | 1 | 2022-01-01 | Elec | SFHPSlab | 0.267 | 3.8024 | 0.18521 | 2.6461 | 1 | 2022-01-01 | Elec | SFHPSlab | 0.267 | 3.8024 | 0.18521 | 2.6461 | 1 | 2022-01-01 | Elec | SFHPSlab | 0.267 | 3.8024 | 0.18521 | 2.6461 | 1 | 2022-01-01 | Elec | SFHPSlab | 0.267 | 3.8024 | 0.18521 | 2.6461 | 1 | 2022-01-01 | Elec | SFHPSlab | 0.267 | 3.8024 | 0.18521 | 2.6461 | 1 | 2022-01-01 | Elec | SFHPSlab | 0.267 | 3.8024 | 0.18521 | 2.6461 | 1 | 2022-01-01 | Elec | SFHPSlab | 0.267 | 3.8024 | 0.18521 | 2.6461 | 1 | 2022-01-01 | Elec | SFHPSlab | 0.267 | 3.8024 | 0.18521 | 2.6461 | 1 | 2022-01-01 | Elec | SFHPSlab | 0.267 | 3.8024 | 0.18521 | 2.6461 | 1 | 2022-01-01 | Elec | SFHPSlab | 0.267 | 3.8024 | 0.18521 | 2.6461 | 1 | 2022-01-01 | Elec | SFHPSlab | 0.267 | 3.8024 | 0.18521 | 2.6461 | 1 | 2022-01-01 | Elec | SFHPSlab | 0.267 | 3.8024 | 0.18521 | 2.6461 | 1 | 2022-01-01 | Elec | SFHPSlab | 0.267 | 3.8024 | 0.18521 | 2.6461 | 1 | 2022-01-01 | Elec | SFHPSlab | 0.267 | 3.8024 | 0.18521 | 2.6461 | 1 | 2022-01-01 | Elec | SFHPSlab | 0.267 | 3.8024 | 0.18521 | 2.6461 | 1 | 2022-01-01 | Elec | SFHPSlab | 0.267 | 3.8024 | 0.18521 | 2.6461 | 1 | 2022-01-01 | Elec | SFHPSlab | 0.267 | 3.8024 | 0.18521 | 2.6461 | 1 | 2022-01-01 | Elec | SFHPSlab | 0.267 | 3.8024 | 0.18521 | 2.6461 | 1 | 2022-01-01 | Elec | SFHPSlab | 0.267 | 3.8024 | 0.18521 | 2.6461 | 1 | 2022-01-01 | Elec | SFHPSlab | 0.267 | 3.8024 | 0.18521 | 2.6461 | 1 | 2022-01-01 | Elec | SFHPSlab | 0.267 | 3.8024 | 0.18521 | 2.6461 | 1 | 2022-01-01 | Elec | SFHPSlab | 0.267 | 3.8024 | 0.18521 | 2.6461 | 1 | 2022-01-01 | Elec | SFHPSlab | 0.267 | 3.8024 | 0.18521 | 2.6461 | 1 | 2022-01-01 | Elec | SFHPSlab | 0.267 | 3.8024 | 0.18521 | 2.6461 | 1 | 2022-01-01 | Elec | SFHPSlab | 0.267 | 3.8024 | 0.18521 | 2.6461 | 1 | 2022-01-01 | Elec | SFHPSlab | 0.267 | 3.8024 | 0.18521 | 2.6461 | 1 | 2022-01-01 | Elec | SFHPSlab | 0.267 | 3.8024 | 0.18521 | 2.6461 | 1 | 2022-01-01 | Elec | SFHPSlab | 0.267 | 3.8024 | 0.18521 | 2.6461 | 1 | 2022-01-01 | Elec | SFHPSlab | 0.267 | 3.8024 | 0.18521 | 2.6461 | 1 | 2022-01-01 | Elec | SFHPSlab | 0.267 | 3.8024 | 0.18521 | 2.6461 | 1 | 2022-01-01 | Elec | SFHPSlab | 0.267 | 3.8024 | 0.18521 | 2.6461 | 1 | 2022-01-01 | Elec | SFHPSlab | 0.267 | 3.8024 | 0.18521 | 2.6461 | 1 | 2022-01-01 | Elec | SFHPSlab | 0.267 | 3.8024 | 0.18521 | 2.6461 | 1 | 2022-01-01 | Elec | SFHPSlab | 0.267 | 3.8024 | 0.18521 | 2.6461 | 1 | 2022-01-01 | Elec | SFHPSlab | 0.267 | 3.8024 | 0.18521 | 2.6461 | 1 | 2022-01-01 | Elec | SFHPSlab | 0.267 | 3.8024 | 0.18521 | 2.6461 | 1 | 2022-01-01 | Elec | SFHPSlab | 0.267 | 3.8024 | 0.18521 | 2.6461 | 1 | 2022-01-01 | Elec | SFHPSlab | 0.267 | 3.8024 | 0.18521 | 2.6461 | 1 | 2022-01-01 | Elec | SFHPSlab | 0.267 | 3.8024 | 0.18521 | 2.6461 | 1 | 2022-01-01 | Elec | SFHPSlab | 0.267 | 3.8024 | 0.18521 | 2.6461 | 1 | 2022-01-01 | Elec | SFHPSlab | 0.267 | 3.8024 | 0.18521 | 2.6461 | 1 | 2022-01-01 | Elec | SFHPSlab | 0.267 | 3.8024 | 0.18521 | 2.6461 | 1 | 2022-01-01 | Elec | SFHPSlab | 0.267 | 3.8024 | 0.18521 | 2.6461 | 1 | 2022-01-01 | Elec | SFHPSlab | 0.267 | 3.8024 | 0.18521 | 2.6461 | 1 | 2022-01-01 | Elec | SFHPSlab | 0.267 | 3.8024 | 0.18521 | 2.6461 | 1 | 2022-01-01 | Elec | SFHPSlab | 0.267 | 3.8024 | 0.18521 | 2.6461 | 1 | 2022-01-01 | Elec | SFHPSlab | 0.267 | 3.8024 | 0.18521 | 2.6461 | 1 | 2022-01-01 | Elec | SFHPSlab | 0.267 | 3.8024 | 0.18521 | 2.6461 | 1 | 2022-01-01 | Elec | SFHPSlab | 0.267 | 3.8024 | 0.18521 | 2.6461 | 1 | 2022-01-01 | Elec | SFHPSlab | 0.267 | 3.8024 | 0.18521 | 2.6461 | 1 | 2022-01-01 | Elec | SFHPSlab | 0.267 | 3.8024 | 0.18521 | 2.6461 | 1 | 2022-01-01 | Elec | SFHPSlab | 0.267 | 3.8024 | 0.18521 | 2.6461 | 1 | 2022-01-01 | Elec | SFHPSlab | 0.267 | 3.8024 | 0.18521 | 2.6461 | 1 | 2022-01-01 | Elec | SFHPSlab | 0.267 | 3.8024 | 0.18521 | 2.6461 | 1 | 2022-01-01 | Elec | SFHPSlab | 0.267 | 3.8024 | 0.18521 | 2.6461 | 1 | 2022-01-01 | Elec | SFHPSlab | 0.267 | 3.8024 | 0.18521 | 2.6461 | 1 | 2022-01-01 | Elec | SFHPSlab | 0.267 | 3.8024 | 0.18521 | 2.6461 | 1 | 2022-01-01 | Elec | SFHPSlab | 0.267 | 3.8024 | 0.18521 | 2.6461 | 1 | 2022-01-01 | Elec | SFHPSlab | 0.267 | 3.8024 | 0.18521 | 2.6461 | 1 | 2022-01-01 | Elec | SFHPSlab | 0.267 | 3.8024 | 0.18521 | 2.6461 | 1 | 2022-01-01 | Elec | SFHPSlab | 0.267 | 3.8024 | 0.18521 | 2.6461 | 1 | 2022-01-01 | Elec | SFHPSlab | 0.267 | 3.8024 | 0.18521 | 2.6461 | 1 | 2022-01-01 | Elec | SFHPSlab | 0.267 | 3.8024 | 0.18521 | 2.6461 | 1 | 2022-01-01 | Elec | SFHPSlab | 0.267 | 3.8024 | 0.18521 | 2.6461 | 1 | 2022-01-01 | Elec | SFHPSlab | 0.267 | 3.8024 | 0.18521 | 2.6461 | 1 | 2022-01-01 | Elec | SFHPSlab | 0.267 | 3.8024 | 0.18521 | 2.6461 | 1 | 2022-01-01 | Elec | SFHPSlab | 0.267 | 3.8024 | 0.18521 | 2.6461 | 1 | 2022-01-01 | Elec | SFHPSlab | 0.267 | 3.8024 | 0.18521 | 2.6461 | 1 | 2022-01-01 | Elec | SFHPSlab | 0.267 | 3.8024 | 0.18521 | 2.6461 | 1 | 2022-01-01 | Elec | SFHPSlab | 0.267 | 3.8024 | 0.18521 | 2.6461 | 1 | 2022-01-01 | Elec | SFHPSlab | 0.267 | 3.8024 | 0.18521 | 2.6461 | 1 | 2022-01-01 | Elec | SFHPSlab | 0.267 | 3.8024 | 0.18521 | 2.6461 | 1 | 2022-01-01 | Elec | SFHPSlab | 0.267 | 3.8024 | 0.18521 | 2.6461 | 1 | 2022-01-01 | Elec | SFHPSlab | 0.267 | 3.8024 | 0.18521 | 2.6461 | 1 | 2022-01-01 | Elec | SFHPSlab | 0.267 | 3.8024 | 0.18521 | 2.6461 | 1 | 2022-01-01 | Elec | SFHPSlab | 0.267 | 3.8024 | 0.18521 | 2.6461 | 1 | 2022-01-01 | Elec | SFHPSlab | 0.267 | 3.8024 | 0.18521 | 2.6461 | 1 | 2022-01-01 | Elec | SFHPSlab | 0.267 | 3.8024 | 0.18521 | 2.6461 | 1 | 2022-01-01 | Elec | SFHPSlab | 0.267 | 3.8024 | 0.18521 | 2.6461 | 1 | 2022-01-01 | Elec | SFHPSlab | 0.267 | 3.8024 | 0.18521 | 2.6461 | 1 | 2022-01-01 | Elec | SFHPSlab | 0.267 | 3.8024 | 0.18521 | 2.6461 | 1 | 2022-01-01 | Elec | SFHPSlab | 0.267 | 3.8024 | 0.18521 | 2.6461 | 1 | 2022-01-01 | Elec | SFHPSlab | 0.267 | 3.8024 | 0.18521 | 2.6461 | 1 | 2022-01-01 | Elec | SFHPSlab | 0.267 | 3.8024 | 0.18521 | 2.6461 | 1 | 2022-01-01 | Elec | SFHPSlab | 0.267 | 3.8024 | 0.18521 | 2.6461 | 1 | 2022-01-01 | Elec | SFHPSlab | 0.267 | 3.8024 | 0.18521 | 2.6461 | 1 | 2022-01-01 | Elec | SFHPSlab | 0.267 | 3.8024 | 0.18521 | 2.6461 | 1 | 2022-01-01 | Elec | SFHPSlab | 0.267 | 3.8024 | 0.18521 | 2.6461 | 1 | 2022-01-01 | Elec | SFHPSlab | 0.267 | 3.8024 | 0.18521 | 2.6461 | 1 | 2022-01-01 | Elec | SFHPSlab | 0.267 | 3.8024 | 0.18521 | 2.6461 | 1 | 2022-01-01 | Elec | SFHPSlab | 0.267 | 3.8024 | 0.18521 | 2.6461 | 1 | 2022-01-01 | Elec | SFHPSlab | 0.267 | 3.8024 | 0.18521 | 2.6461 | 1 | 2022-01-01 | Elec | SFHPSlab | 0.267 | 3.8024 | 0.18521 | 2.6461 | 1 | 2022-01-01 | Elec | SFHPSlab | 0.267 | 3.8024 | 0.18521 | 2.6461 | 1 | 2022-01-01 | Elec | SFHPSlab | 0.267 | 3.8024 | 0.18521 | 2.6461 | 1 | 2022-01-01 | Elec | SFHPSlab | 0.267 | 3.8024 | 0.18521 | 2.6461 | 1 | 2022-01-01 | Elec | SFHPSlab | 0.267 | 3.8024 | 0.18521 | 2.6461 | 1 | 2022-01-01 | Elec | SFHPSlab | 0.267 | 3.8024 | 0.18521 | 2.6461 | 1 | 2022-01-01 | Elec | SFHPSlab | 0.267 | 3.8024 | 0.18521 | 2.6461 | 1 | 2022-01-01 | Elec | SFHPSlab | 0.267 | 3.8024 | 0.18521 | 2.6461 | 1 | 2022-01-01 | Elec | SFHPSlab | 0.267 | 3.8024 | 0.18521 | 2.6461 | 1 | 2022-01-01 | Elec | SFHPSlab | 0.267 | 3.8024 | 0.18521 | 2.6461 | 1 | 2022-01-01 | Elec | SFHPSlab | 0.267 | 3.8024 | 0.18521 | 2.6461 | 1 | 2022-01-01 | Elec | SFHPSlab | 0.267 | 3.8024 | 0.18521 | 2.6461 | 1 | 2022-01-01 | Elec | SFHPSlab | 0.267 | 3.8024 | 0.18521 | 2.6461 | 1 | 2022-01-01 | Elec | SFHPSlab | 0.267 | 3.8024 | 0.18521 | 2.6461 | 1 | 2022-01-01 | Elec | SFHPSlab | 0.267 | 3.8024 | 0.18521 | 2.6461 | 1 | 2022-01-01 | Elec | SFHPSlab | 0.267 | 3.8024 | 0.18521 | 2.6461 | 1 | 2022-01-01 | Elec | SFHPSlab | 0.267 | 3.8024 | 0.18521 | 2.6461 | 1 | 2022-01-01 | Elec | SFHPSlab | 0.267 | 3.8024 | 0.18521 | 2.6461 | 1 | 2022-01-01 | Elec | SFHPSlab | 0.267 | 3.8024 | 0.18521 | 2.6461 | 1 | 2022-01-01 | Elec | SFHPSlab | 0.267 | 3.8024 | 0.18521 | 2.6461 | 1 | 2022-01-01 | Elec | SFHPSlab | 0.267 | 3.8024 | 0.18521 | 2.6461 | 1 | 2022-01-01 | Elec | SFHPSlab | 0.267 | 3.8024 | 0.18521 | 2.6461 | 1 | 2022-01-01 | Elec | SFHPSlab | 0.267 | 3.8024 | 0.18521 | 2.6461 | 1 | 2022-01-01 | Elec | SFHPSlab | 0.267 | 3.8024 | 0.18521 | 2.6461 | 1 | 2022-01-01 | Elec | SFHPSlab | 0.267 | 3.8024 | 0.18521 | 2.6461 | 1 | 2022-01-01 | Elec | SFHPSlab | 0.267 | 3.8024 | 0.18521 | 2.6461 | 1 | 2022-01-01 | Elec | SFHPSlab | 0.267 | 3.8024 | 0.18521 | 2.6461 | 1 | 2022-01-01 | Elec | SFHPSlab | 0.267 | 3.8024 | 0.18521 | 2.6461 | 1 | 2022-01-01 | Elec | SFHPSlab | 0.267 | 3.8024 | 0.18521 | 2.6461 | 1 | 2022-01-01 | Elec | SFHPSlab | 0.267 | 3.8024 | 0.18521 | 2.6461 | 1 | 2022-01-01 | Elec | SFHPSlab | 0.267 | 3.8024 | 0.18521 | 2.6461 | 1 | 2022-01-01 | Elec | SFHPSlab | 0.267 | 3.8024 | 0.18521 | 2.6461 | 1 | 2022-01-01 | Elec | SFHPSlab | 0.267 | 3.8024 | 0.18521 | 2.6461 | 1 | 2022-01-01 | Elec | SFHPSlab | 0.267 | 3.8024 | 0.18521 | 2.6461 | 1 | 2022-01-01 | Elec | SFHPSlab | 0.267 | 3.8024 | 0.18521 | 2.6461 | 1 | 2022-01-01 | Elec | SFHPSlab | 0.267 | 3.8024 | 0.18521 | 2.6461 | 1 | 2022-01-01 | Elec | SFHPSlab | 0.267 | 3.8024 | 0.18521 | 2.6461 | 1 | 2022-01-01 | Elec | SFHPSlab | 0.267 | 3.8024 | 0.18521 | 2.6461 | 1 | 2022-01-01 | Elec | SFHPSlab | 0.267 | 3.8024 | 0.18521 | 2.6461 | 1 | 2022-01-01 | Elec | SFHPSlab | 0.267 | 3.8024 | 0.18521 | 2.6461 | 1 | 2022-01-01 | Elec | SFHPSlab | 0.267 | 3.8024 | 0.18521 | 2.6461 | 1 | 2022-01-01 | Elec | SFHPSlab | 0.267 | 3.8024 | 0.18521 | 2.6461 | 1 | 2022-01-01 | Elec | SFHPSlab | 0.267 | 3.8024 | 0.18521 | 2.6461 | 1 | 2022-01-01 | Elec | SFHPSlab | 0.267 | 3.8024 | 0.18521 | 2.6461 | 1 | 2022-01-01 | Elec | SFHPSlab | 0.267 | 3.8024 | 0.18521 | 2.6461 | 1 | 2022-01-01 | Elec | SFHPSlab | 0.267 | 3.8024 | 0.18521 | 2.6461 | 1 | 2022-01-01 | Elec | SFHPSlab | 0.267 | 3.8024 | 0.18521 | 2.6461 | 1 | 2022-01-01 | Elec | SFHPSlab | 0.267 | 3.8024 | 0.18521 | 2.6461 | 1 | 2022-01-01 | Elec | SFHPSlab | 0.267 | 3.8024 | 0.18521 | 2.6461 | 1 | 2022-01-01 | Elec | SFHPSlab | 0.267 | 3.8024 | 0.18521 | 2.6461 | 1 | 2022-01-01 | Elec | SFHPSlab | 0.267 | 3.8024 | 0.18521 | 2.6461 | 1 | 2022-01-01 | Elec | SFHPSlab | 0.267 | 3.8024 | 0.18521 | 2.6461 | 1 | 2022-01-01 | Elec | SFHPSlab | 0.267 | 3.8024 | 0.18521 | 2.6461 | 1 | 2022-01-01 | Elec | SFHPSlab | 0.267 | 3.8024 | 0.18521 | 2.6461 | 1 | 2022-01-01 | Elec | SFHPSlab | 0.267 | 3.8024 | 0.18521 | 2.6461 | 1 | 2022-01-01 | Elec | SFHPSlab | 0.267 | 3.8024 | 0.18521 | 2.6461 | 1 | 2022-01-01 | Elec | SFHPSlab | 0.267 | 3.8024 | 0.18521 | 2.6461 | 1 | 2022-01-01 | Elec | SFHPSlab | 0.267 | 3.8024 | 0.18521 | 2.6461 | 1 | 2022-01-01 | Elec | SFHPSlab | 0.267 | 3.8024 | 0.18521 | 2.6461 | 1 | 2022-01-01 | Elec | SFHPSlab | 0.267 | 3.8024 | 0.18521 | 2.6461 | 1 | 2022-01-01 | Elec | SFHPSlab | 0.267 | 3.8024 | 0.18521 | 2.6461 | 1 | 2022-01-01 | Elec | SFHPSlab | 0.267 | 3.8024 | 0.18521 | 2.6461 | 1 | 2022-01-01 | Elec | SFHPSlab | 0.267 | 3.8024 | 0.18521 | 2.6461 | 1 | 2022-01-01 | Elec | SFHPSlab | 0.267 | 3.8024 | 0.18521 | 2.6461 | 1 | 2022-01-01 | Elec | SFHPSlab | 0.267 | 3.8024 | 0.18521 | 2.6461 | 1 | 2022-01-01 | Elec | SFHPSlab | 0.267 | 3.8024 | 0.18521 | 2.6461 | 1 | 2022-01-01 | Elec | SFHPSlab | 0.267 | 3.8024 | 0.18521 | 2.6461 | 1 | 2022-01-01 | Elec | SFHPSlab | 0.267 | 3.8024 | 0.18521 | 2.6461 | 1 | 2022-01-01 | Elec | SFHPSlab | 0.267 | 3.8024 | 0.18521 | 2.6461 | 1 | 2022-01-01 | Elec | SFHPSlab | 0.267 | 3.8024 | 0.18521 | 2.6461 | 1 | 2022-01-01 | Elec | SFHPSlab | 0.267 | 3.8024 | 0.18521 | 2.6461 | 1 | 2022-01-01 | Elec | SFHPSlab | 0.267 | 3.8024 | 0.18521 | 2.6461 | 1 | 2022-01-01 | Elec | SFHPSlab | 0.267 | 3.8024 | 0.18521 | 2.6461 | 1 | 2022-01-01 | Elec | SFHPSlab | 0.267 | 3.8024 | 0.18521 | 2.6461 | 1 | 2022-01-01 | Elec | SFHPSlab | 0.267 | 3.8024 | 0.18521 | 2.6461 | 1 | 2022-01-01 | Elec | SFHPSlab | 0.267 | 3.8024 | 0.18521 | 2.6461 | 1 | 2022-01-01 | Elec | SFHPSlab | 0.267 | 3.8024 | 0.18521 | 2.6461 | 1 | 2022-01-01 | Elec | SFHPSlab | 0.267 | 3.8024 | 0.18521 | 2.6461 | 1 | 2022-01-01 | Elec | SFHPSlab | 0.267 | 3.8024 | 0.18521 | 2.6461 | 1 | 2022-01-01 | Elec | SFHPSlab | 0.267 | 3.8024 | 0.18521 | 2.6461 | 1 | 2022-01-01 | Elec | SFHPSlab | 0.267 | 3.8024 | 0.18521 | 2.6461 | 1 | 2022-01-01 | Elec | SFHPSlab | 0.267 | 3.8024 | 0.18521 | 2.6461 | 1 | 2022-01-01 | Elec | SFHPSlab | 0.267 | 3.8024 | 0.18521 | 2.6461 | 1 | 2022-01-01 | Elec | SFHPSlab | 0.267 | 3.8024 | 0.18521 | 2.6461 | 1 | 2022-01-01 | Elec | SFHPSlab | 0.267 | 3.8024 | 0.18521 | 2.6461 | 1 | 2022-01-01 | Elec | SFHPSlab | 0.267 | 3.8024 | 0.18521 | 2.6461 | 1 | 2022-01-01 | Elec | SFHPSlab | 0.267 | 3.8024 | 0.18521 | 2.6461 | 1 | 2022-01-01 | Elec | SFHPSlab | 0.267 | 3.8024 | 0.18521 | 2.6461 | 1 | 2022-01-01 | Elec | SFHPSlab | 0.267 | 3.8024 | 0.18521 | 2.6461 | 1 | 2022-01-01 | Elec | SFHPSlab | 0.267 | 3.8024 | 0.18521 | 2.6461 | 1 | 2022-01-01 | Elec | SFHPSlab | 0.267 | 3.8024 | 0.18521 | 2.6461 | 1 | 2022-01-01 | Elec | SFHPSlab | 0.267 | 3.8024 | 0.18521 | 2.6461 | 1 | 2022-01-01 | Elec | SFHPSlab | 0.267 | 3.8024 | 0.18521 | 2.6461 | 1 | 2022-01-01 | Elec | SFHPSlab | 0.267 | 3.8024 | 0.18521 | 2.6461 | 1 | 2022-01-01 | Elec | SFHPSlab | 0.267 | 3.8024 | 0.18521 | 2.6461 | 1 | 2022-01-01 | Elec | SFHPSlab | 0.267 | 3.8024 | 0.18521 | 2.6461 | 1 | 2022-01-01 | Elec | SFHPSlab | 0.267 | 3.8024 | 0.18521 | 2.6461 | 1 | 2022-01-01 | Elec | SFHPSlab | 0.267 | 3.8024 | 0.18521 | 2.6461 | 1 | 2022-01-01 | Elec | SFHPSlab | 0.267 | 3.8024 | 0.18521 | 2.6461 | 1 | 2022-01-01 | Elec | SFHPSlab | 0.267 | 3.8024 | 0.18521 | 2.6461 | 1 | 2022-01-01 | Elec | SFHPSlab | 0.267 | 3.8024 | 0.18521 | 2.6461 | 1 | 2022-01-01 | Elec | SFHPSlab | 0.267 | 3.8024 | 0.18521 | 2.6461 | 1 | 2022-01-01 | Elec | SFHPSlab | 0.267 | 3.8024 | 0.18521 | 2.6461 | 1 | 2022-01-01 | Elec | SFHPSlab | 0.267 | 3.8024 | 0.18521 | 2.6461 | 1 | 2022-01-01 | Elec | SFHPSlab | 0.267 | 3.8024 | 0.18521 | 2.6461 | 1 | 2022-01-01 | Elec | SFHPSlab | 0.267 | 3.8024 | 0.18521 | 2.6461 | 1 | 2022-01-01 | Elec | SFHPSlab | 0.267 | 3.8024 | 0.18521 | 2.6461 | 1 | 2022-01-01 | Elec | SFHPSlab | 0.267 | 3.8024 | 0.18521 | 2.6461 | 1 | 2022-01-01 | Elec | SFHPSlab | 0.267 | 3.8024 | 0.18521 | 2.6461 | 1 | 2022-01-01 | Elec | SFHPSlab | 0.267 | 3.8024 | 0.18521 | 2.6461 | 1 | 2022-01-01 | Elec | SFHPSlab | 0.267 | 3.8024 | 0.18521 | 2.6461 | 1 | 2022-01-01 | Elec | SFHPSlab | 0.267 | 3.8024 | 0.18521 | 2.6461 | 1 | 2022-01-01 | Elec | SFHPSlab | 0.267 | 3.8024 | 0.18521 | 2.6461 | 1 | 2022-01-01 | Elec | SFHPSlab | 0.267 | 3.8024 | 0.18521 | 2.6461 | 1 | 2022-01-01 | Elec | SFHPSlab | 0.267 | 3.8024 | 0.18521 | 2.6461 | 1 | 2022-01-01 | Elec | SFHPSlab | 0.267 | 3.8024 | 0.18521 | 2.6461 | 1 | 2022-01-01 | Elec | SFHPSlab | 0.267 | 3.8024 | 0.18521 | 2.6461 | 1 | 2022-01-01 | Elec | SFHPSlab | 0.267 | 3.8024 | 0.18521 | 2.6461 | 1 | 2022-01-01 | Elec | SFHPSlab | 0.267 | 3.8024 | 0.18521 | 2.6461 | 1 | 2022-01-01 | Elec | SFHPSlab | 0.267 | 3.8024 | 0.18521 | 2.6461 | 1 | 2022-01-01 | Elec | SFHPSlab | 0.267 | 3.8024 | 0.18521 | 2.6461 | 1 | 2022-01-01 | Elec | SFHPSlab | 0.267 | 3.8024 | 0.18521 | 2.6461 | 1 | 2022-01-01 | Elec | SFHPSlab | 0.267 | 3.8024 | 0.18521 | 2.6461 | 1 | 2022-01-01 | Elec | SFHPSlab | 0.267 | 3.8024 | 0.18521 | 2.6461 | 1 | 2022-01-01 | Elec | SFHPSlab | 0.267 | 3.8024 | 0.18521 | 2.6461 | 1 | 2022-01-01 | Elec | SFHPSlab | 0.267 | 3.8024 | 0.18521 | 2.6461 | 1 | 2022-01-01 | Elec | SFHPSlab | 0.267 | 3.8024 | 0.18521 | 2.6461 | 1 | 2022-01-01 | Elec | SFHPSlab | 0.267 | 3.8024 | 0.18521 | 2.6461 | 1 | 2022-01-01 | Elec | SFHPSlab | 0.267 | 3.8024 | 0.18521 | 2.6461 | 1 | 2022-01-01 | Elec | SFHPSlab | 0.267 | 3.8024 | 0.18521 | 2.6461 | 1 | 2022-01-01 | Elec | SFHPSlab | 0.267 | 3.8024 | 0.18521 | 2.6461 | 1 | 2022-01-01 | Elec | SFHPSlab | 0.267 | 3.8024 | 0.18521 | 2.6461 | 1 | 2022-01-01 | Elec | SFHPSlab | 0.267 | 3.8024 | 0.18521 | 2.6461 | 1 | 2022-01-01 | Elec | SFHPSlab | 0.267 | 3.8024 | 0.18521 | 2.6461 | 1 | 2022-01-01 | Elec | SFHPSlab | 0.267 | 3.8024 | 0.18521 | 2.6461 | 1 | 2022-01-01 | Elec | SFHPSlab | 0.267 | 3.8024 | 0.18521 | 2.6461 | 1 | 2022-01-01 | Elec | SFHPSlab | 0.267 | 3.8024 | 0.18521 | 2.6461 | 1 | 2022-01-01 | Elec | SFHPSlab | 0.267 | 3.8024 | 0.18521 | 2.6461 | 1 | 2022-01-01 | Elec | SFHPSlab | 0.267 | 3.8024 | 0.18521 | 2.6461 | 1 | 2022-01-01 | Elec | SFHPSlab | 0.267 | 3.8024 | 0.18521 | 2.6461 | 1 | 2022-01-01 | Elec | SFHPSlab | 0.267 | 3.8024 | 0.18521 | 2.6461 | 1 | 2022-01-01 | Elec | SFHPSlab | 0.267 | 3.8024 | 0.18521 | 2.6461 | 1 | 2022-01-01 | Elec | SFHPSlab | 0.267 | 3.8024 | 0.18521 | 2.6461 | 1 | 2022-01-01 | Elec | SFHPSlab | 0.267 | 3.8024 | 0.18521 | 2.6461 | 1 | 2022-01-01 | Elec | SFHPSlab | 0.267 | 3.8024 | 0.18521 | 2.6461 | 1 | 2022-01-01 | Elec | SFHPSlab | 0.267 | 3.8024 | 0.18521 | 2.6461 | 1 | 2022-01-01 | Elec | SFHPSlab | 0.267 | 3.8024 | 0.18521 | 2.6461 | 1 | 2022-01-01 | Elec | SFHPSlab | 0.267 | 3.8024 | 0.18521 | 2.6461 | 1 | 2022-01-01 | Elec | SFHPSlab | 0.267 | 3.8024 | 0.18521 | 2.6461 | 1 | 2022-01-01 | Elec | SFHPSlab | 0.267 | 3.8024 | 0.18521 | 2.6461 | 1 | 2022-01-01 | Elec | SFHPSlab | 0.267 | 3.8024 | 0.18521 | 2.6461 | 1 | 2022-01-01 | Elec | SFHPSlab | 0.267 | 3.8024 | 0.18521 | 2.6461 | 1 | 2022-01-01 | Elec | SFHPSlab | 0.267 | 3.8024 | 0.18521 | 2.6461 | 1 | 2022-01-01 | Elec | SFHPSlab | 0.267 | 3.8024 | 0.18521 | 2.6461 | 1 | 2022-01-01 | Elec | SFHPSlab | 0.267 | 3.8024 | 0.18521 | 2.6461 | 1 | 2022-01-01 | Elec | SFHPSlab | 0.267 | 3.8024 | 0.18521 | 2.6461 | 1 | 2022-01-01 | Elec | SFHPSlab | 0.267 | 3.8024 | 0.18521 | 2.6461 | 1 | 2022-01-01 | Elec | SFHPSlab | 0.267 | 3.8024 | 0.18521 | 2.6461 | 1 | 2022-01-01 | Elec | SFHPSlab | 0.267 | 3.8024 | 0.18521 | 2.6461 | 1 | 2022-01-01 | Elec | SFHPSlab | 0.267 | 3.8024 | 0.18521 | 2.6461 | 1 | 2022-01-01 | Elec | SFHPSlab | 0.267 | 3.8024 | 0.18521 | 2.6461 | 1 | 2022-01-01 | Elec | SFHPSlab | 0.267 | 3.8024 | 0.18521 | 2.6461 | 1 | 2022-01-01 | Elec | SFHPSlab | 0.267 | 3.8024 | 0.18521 | 2.6461 | 1 | 2022-01-01 | Elec | SFHPSlab | 0.267 | 3.8024 | 0.18521 | 2.6461 | 1 | 2022-01-01 | Elec | SFHPSlab | 0.267 | 3.8024 | 0.18521 | 2.6461 | 1 | 2022-01-01 | Elec | SFHPSlab | 0.267 | 3.8024 | 0.18521 | 2.6461 | 1 | 2022-01-01 | Elec | SFHPSlab | 0.267 | 3.8024 | 0.18521 | 2.6461 | 1 | 2022-01-01 | Elec | SFHPSlab | 0.267 | 3.8024 | 0.18521 | 2.6461 | 1 | 2022-01-01 | Elec | SFHPSlab | 0.267 | 3.8024 | 0.18521 | 2.6461 | 1 | 2022-01-01 | Elec | SFHPSlab | 0.267 | 3.8024 | 0.18521 | 2.6461 | 1 | 2022-01-01 | Elec | SFHPSlab | 0.267 | 3.8024 | 0.18521 | 2.6461 | 1 | 2022-01-01 | Elec | SFHPSlab | 0.267 | 3.8024 | 0.18521 | 2.6461 | 1 | 2022-01-01 | Elec | SFHPSlab | 0.267 | 3.8024 | 0.18521 | 2.6461 | 1 | 2022-01-01 | Elec | SFHPSlab | 0.267 | 3.8024 | 0.18521 | 2.6461 | 1 | 2022-01-01 | Elec | SFHPSlab | 0.267 | 3.8024 | 0.18521 | 2.6461 | 1 | 2022-01-01 | Elec | SFHPSlab | 0.267 | 3.8024 | 0.18521 | 2.6461 | 1 | 2022-01-01 | Elec | SFHPSlab | 0.267 | 3.8024 | 0.18521 | 2.6461 | 1 | 2022-01-01 | Elec | SFHPSlab | 0.267 | 3.8024 | 0.18521 | 2.6461 | 1 | 2022-01-01 | Elec | SFHPSlab | 0.267 | 3.8024 | 0.18521 | 2.6461 | 1 | 2022-01-01 | Elec | SFHPSlab | 0.267 | 3.8024 | 0.18521 | 2.6461 | 1 | 2022-01-01 | Elec | SFHPSlab | 0.267 | 3.8024 | 0.18521 | 2.6461 | 1 | 2022-01-01 | Elec | SFHPSlab | 0.267 | 3.8024 | 0.18521 | 2.6461 | 1 | 2022-01-01 | Elec | SFHPSlab | 0.267 | 3.8024 | 0.18521 | 2.6461 | 1 | 2022-01-01 | Elec | SFHPSlab | 0.267 | 3.8024 | 0.18521 | 2.6461 | 1 | 2022-01-01 | Elec | SFHPSlab | 0.267 | 3.8024 | 0.18521 | 2.6461 | 1 | 2022-01-01 | Elec | SFHPSlab | 0.267 | 3.8024 | 0.18521 | 2.6461 | 1 | 2022-01-01 | Elec | SFHPSlab | 0.267 | 3.8024 | 0.18521 | 2.6461 | 1 | 2022-01-01 | Elec | SFHPSlab | 0.267 | 3.8024 | 0.18521 | 2.6461 | 1 | 2022-01-01 | Elec | SFHPSlab | 0.267 | 3.8024 | 0.18521 | 2.6461 | 1 | 2022-01-01 | Elec | SFHPSlab | 0.267 | 3.8024 | 0.18521 | 2.6461 | 1 | 2022-01-01 | Elec | SFHPSlab | 0.267 | 3.8024 | 0.18521 | 2.6461 | 1 | 2022-01-01 | Elec | SFHPSlab | 0.267 | 3.8024 | 0.18521 | 2.6461 | 1 | 2022-01-01 | Elec | SFHPSlab | 0.267 | 3.8024 | 0.18521 | 2.6461 | 1 | 2022-01-01 | Elec | SFHPSlab | 0.267 | 3.8024 | 0.18521 | 2.6461 | 1 | 2022-01-01 | Elec | SFHPSlab | 0.267 | 3.8024 | 0.18521 | 2.6461 | 1 | 2022-01-01 | Elec | SFHPSlab | 0.267 | 3.8024 | 0.18521 | 2.6461 | 1 | 2022-01-01 | Elec | SFHPSlab | 0.267 | 3.8024 | 0.18521 | 2.6461 | 1 | 2022-01-01 | Elec | SFHPSlab | 0.267 | 3.8024 | 0.18521 | 2.6461 | 1 | 2022-01-01 | Elec | SFHPSlab | 0.267 | 3.8024 | 0.18521 | 2.6461 | 1 | 2022-01-01 | Elec | SFHPSlab | 0.267 | 3.8024 | 0.18521 | 2.6461 | 1 | 2022-01-01 | Elec | SFHPSlab | 0.267 | 3.8024 | 0.18521 | 2.6461 | 1 | 2022-01-01 | Elec | SFHPSlab | 0.267 | 3.8024 | 0.18521 | 2.6461 | 1 | 2022-01-01 | Elec | SFHPSlab | 0.267 | 3.8024 | 0.18521 | 2.6461 | 1 | 2022-01-01 | Elec | SFHPSlab | 0.267 | 3.8024 | 0.18521 | 2.6461 | 1 | 2022-01-01 | Elec | SFHPSlab | 0.267 | 3.8024 | 0.18521 | 2.6461 | 1 | 2022-01-01 | Elec | SFHPSlab | 0.267 | 3.8024 | 0.18521 | 2.6461 | 1 | 2022-01-01 | Elec | SFHPSlab | 0.267 | 3.8024 | 0.18521 | 2.6461 | 1 | 2022-01-01 | Elec | SFHPSlab | 0.267 | 3.8024 | 0.18521 | 2.6461 | 1 | 2022-01-01 | Elec | SFHPSlab | 0.267 | 3.8024 | 0.18521 | 2.6461 | 1 | 2022-01-01 | Elec | SFHPSlab | 0.267 | 3.8024 | 0.18521 | 2.6461 | 1 | 2022-01-01 | Elec | SFHPSlab | 0.267 | 3.8024 | 0.18521 | 2.6461 | 1 | 2022-01-01 | Elec | SFHPSlab | 0.267 | 3.8024 | 0.18521 | 2.6461 | 1 | 2022-01-01 | Elec | SFHPSlab | 0.267 | 3.8024 | 0.18521 | 2.6461 | 1 | 2022-01-01 | Elec | SFHPSlab | 0.267 | 3.8024 | 0.18521 | 2.6461 | 1 | 2022-01-01 | Elec | SFHPSlab | 0.267 | 3.8024 | 0.18521 | 2.6461 | 1 | 2022-01-01 | Elec | SFHPSlab | 0.267 | 3.8024 | 0.18521 | 2.6461 | 1 | 2022-01-01 | Elec | SFHPSlab | 0.267 | 3.8024 | 0.18521 | 2.6461 | 1 | 2022-01-01 | Elec | SFHPSlab | 0.267 | 3.8024 | 0.18521 | 2.6461 | 1 | 2022-01-01 | Elec | SFHPSlab | 0.267 | 3.8024 | 0.18521 | 2.6461 | 1 | 2022-01-01 | Elec | SFHPSlab | 0.267 | 3.8024 | 0.18521 | 2.6461 | 1 | 2022-01-01 | Elec | SFHPSlab | 0.267 | 3.8024 | 0.18521 | 2.6461 | 1 | 2022-01-01 | Elec | SFHPSlab | 0.267 | 3.8024 | 0.18521 | 2.6461 | 1 | 2022-01-01 | Elec | SFHPSlab | 0.267 | 3.8024 | 0.18521 | 2.6461 | 1 | 2022-01-01 | Elec | SFHPSlab | 0.267 | 3.8024 | 0.18521 | 2.6461 | 1 | 2022-01-01 | Elec | SFHPSlab | 0.267 | 3.8024 | 0.18521 | 2.6461 | 1 | 2022-01-01 | Elec | SFHPSlab | 0.267 | 3.8024 | 0.18521 | 2.6461 | 1 | 2022-01-01 | Elec | SFHPSlab | 0.267 | 3.8024 | 0.18521 | 2.6461 | 1 | 2022-01-01 | Elec | SFHPSlab | 0.267 | 3.8024 | 0.18521 | 2.6461 | 1 | 2022-01-01 | Elec | SFHPSlab | 0.267 | 3.8024 | 0.18521 | 2.6461 | 1 | 2022-01-01 | Elec | SFHPSlab | 0.267 | 3.8024 | 0.18521 | 2.6461 | 1 | 2022-01-01 | Elec | SFHPSlab | 0.267 | 3.8024 | 0.18521 | 2.6461 | 1 | 2022-01-01 | Elec | SFHPSlab | 0.267 | 3.8024 | 0.18521 | 2.6461 | 1 | 2022-01-01 | Elec | SFHPSlab | 0.267 | 3.8024 | 0.18521 | 2.6461 | 1 | 2022-01-01 | Elec | SFHPSlab | 0.267 | 3.8024 | 0.18521 | 2.6461 | 1 | 2022-01-01 | Elec | SFHPSlab | 0.267 | 3.8024 | 0.18521 | 2.6461 | 1 | 2022-01-01 | Elec | SFHPSlab | 0.267 | 3.8024 | 0.18521 | 2.6461 | 1 | 2022-01-01 | Elec | SFHPSlab | 0.267 | 3.8024 | 0.18521 | 2.6461 | 1 | 2022-01-01 | Elec | SFHPSlab | 0.267 | 3.8024 | 0.18521 | 2.6461 | 1 | 2022-01-01 | Elec | SFHPSlab | 0.267 | 3.8024 | 0.18521 | 2.6461 | 1 | 2022-01-01 | Elec | SFHPSlab | 0.267 | 3.8024 | 0.18521 | 2.6461 | 1 | 2022-01-01 | Elec | SFHPSlab | 0.267 | 3.8024 | 0.18521 | 2.6461 | 1 | 2022-01-01 | Elec | SFHPSlab | 0.267 | 3.8024 | 0.18521 | 2.6461 | 1 | 2022-01-01 | Elec | SFHPSlab | 0.267 | 3.8024 | 0.18521 | 2.6461 | 1 | 2022-01-01 | Elec | SFHPSlab | 0.267 | 3.8024 | 0.18521 | 2.6461 | 1 | 2022-01-01 | Elec | SFHPSlab | 0.267 | 3.8024 | 0.18521 | 2.6461 | 1 | 2022-01-01 | Elec | SFHPSlab | 0.267 | 3.8024 | 0.18521 | 2.6461 | 1 | 2022-01-01 | Elec | SFHPSlab | 0.267 | 3.8024 | 0.18521 | 2.6461 | 1 | 2022-01-01 | Elec | SFHPSlab | 0.267 | 3.8024 | 0.18521 | 2.6461 | 1 | 2022-01-01 | Elec | SFHPSlab | 0.267 | 3.8024 | 0.18521 | 2.6461 | 1 | 2022-01-01 | Elec | SFHPSlab | 0.267 | 3.8024 | 0.18521 | 2.6461 | 1 | 2022-01-01 | Elec | SFHPSlab | 0.267 | 3.8024 | 0.18521 | 2.6461 | 1 | 2022-01-01 | Elec | SFHPSlab | 0.267 | 3.8024 | 0.18521 | 2.6461 | 1 | 2022-01-01 | Elec | SFHPSlab | 0.267 | 3.8024 | 0.18521 | 2.6461 | 1 | 2022-01-01 | Elec | SFHPSlab | 0.267 | 3.8024 | 0.18521 | 2.6461 | 1 | 2022-01-01 | Elec | SFHPSlab | 0.267 | 3.8024 | 0.18521 | 2.6461 | 1 | 2022-01-01 | Elec | SFHPSlab | 0.267 | 3.8024 | 0.18521 | 2.6461 | 1 | 2022-01-01 | Elec | SFHPSlab | 0.267 | 3.8024 | 0.18521 | 2.6461 | 1 | 2022-01-01 | Elec | SFHPSlab | 0.267 | 3.8024 | 0.18521 | 2.6461 | 1 | 2022-01-01 | Elec | SFHPSlab | 0.267 | 3.8024 | 0.18521 | 2.6461 | 1 | 2022-01-01 | Elec | SFHPSlab | 0.267 | 3.8024 | 0.18521 | 2.6461 | 1 | 2022-01-01 | Elec | SFHPSlab | 0.267 | 3.8024 | 0.18521 | 2.6461 | 1 | 2022-01-01 | Elec | SFHPSlab | 0.267 | 3.8024 | 0.18521 | 2.6461 | 1 | 2022-01-01 | Elec | SFHPSlab | 0.267 | 3.8024 | 0.18521 | 2.6461 | 1 | 2022-01-01 | Elec | SFHPSlab | 0.267 | 3.8024 | 0.18521 | 2.6461 | 1 | 2022-01-01 | Elec | SFHPSlab | 0.267 | 3.8024 | 0.18521 | 2.6461 | 1 | 2022-01-01 | Elec | SFHPSlab | 0.267 | 3.8024 | 0.18521 | 2.6461 | 1 | 2022-01-01 | Elec | SFHPSlab | 0.267 | 3.8024 | 0.18521 | 2.6461 | 1 | 2022-01-01 | Elec | SFHPSlab | 0.267 | 3.8024 | 0.18521 | 2.6461 | 1 | 2022-01-01 | Elec | SFHPSlab | 0.267 | 3.8024 | 0.18521 | 2.6461 | 1 | 2022-01-01 | Elec | SFHPSlab | 0.267 | 3.8024 | 0.18521 | 2.6461 | 1 | 2022-01-01 | Elec | SFHPSlab | 0.267 | 3.8024 | 0.18521 | 2.6461 | 1 | 2022-01-01 | Elec | SFHPSlab | 0.267 | 3.8024 | 0.18521 | 2.6461 | 1 | 2022-01-01 | Elec | SFHPSlab | 0.267 | 3.8024 | 0.18521 | 2.6461 | 1 | 2022-01-01 | Elec | SFHPSlab | 0.267 | 3.8024 | 0.18521 | 2.6461 | 1 | 2022-01-01 | Elec | SFHPSlab | 0.267 | 3.8024 | 0.18521 | 2.6461 | 1 | 2022-01-01 | Elec | SFHPSlab | 0.267 | 3.8024 | 0.18521 | 2.6461 | 1 | 2022-01-01 | Elec | SFHPSlab | 0.267 | 3.8024 | 0.18521 | 2.6461 | 1 | 2022-01-01 | Elec | SFHPSlab | 0.267 | 3.8024 | 0.18521 | 2.6461 | 1 | 2022-01-01 | Elec | SFHPSlab | 0.267 | 3.8024 | 0.18521 | 2.6461 | 1 | 2022-01-01 | Elec | SFHPSlab | 0.267 | 3.8024 | 0.18521 | 2.6461 | 1 | 2022-01-01 | Elec | SFHPSlab | 0.267 | 3.8024 | 0.18521 | 2.6461 | 1 | 2022-01-01 | Elec | SFHPSlab | 0.267 | 3.8024 | 0.18521 | 2.6461 | 1 | 2022-01-01 | Elec | SFHPSlab | 0.267 | 3.8024 | 0.18521 | 2.6461 | 1 | 2022-01-01 | Elec | SFHPSlab | 0.267 | 3.8024 | 0.18521 | 2.6461 | 1 | 2022-01-01 | Elec | SFHPSlab | 0.267 | 3.8024 | 0.18521 | 2.6461 | 1 | 2022-01-01 | Elec | SFHPSlab | 0.267 | 3.8024 | 0.18521 | 2.6461 | 1 | 2022-01-01 | Elec | SFHPSlab | 0.267 | 3.8024 | 0.18521 | 2.6461 | 1 | 2022-01-01 | Elec | SFHPSlab | 0.267 | 3.8024 | 0.18521 | 2.6461 | 1 | 2022-01-01 | Elec | SFHPSlab | 0.267 | 3.8024 | 0.18521 | 2.6461 | 1 | 2022-01-01 | Elec | SFHPSlab | 0.267 | 3.8024 | 0.18521 | 2.6461 | 1 | 2022-01-01 | Elec | SFHPSlab | 0.267 | 3.8024 | 0.18521 | 2.6461 | 1 | 2022-01-01 | Elec | SFHPSlab | 0.267 | 3.8024 | 0.18521 | 2.6461 | 1 | 2022-01-01 | Elec | SFHPSlab | 0.267 | 3.8024 | 0.18521 | 2.6461 | 1 | 2022-01-01 | Elec | SFHPSlab | 0.267 | 3.8024 | 0.18521 | 2.6461 | 1 | 2022-01-01 | Elec | SFHPSlab | 0.267 | 3.8024 | 0.18521 | 2.6461 | 1 | 2022-01-01 | Elec | SFHPSlab | 0.267 | 3.8024 | 0.18521 | 2.6461 | 1 | 2022-01-01 | Elec | SFHPSlab | 0.267 | 3.8024 | 0.18521 | 2.6461 | 1 | 2022-01-01 | Elec | SFHPSlab | 0.267 | 3.8024 | 0.18521 | 2.6461 | 1 | 2022-01-01 | Elec | SFHPSlab | 0.267 | 3.8024 | 0.18521 | 2.6461 | 1 | 2022-01-01 | Elec | SFHPSlab | 0.267 | 3.8024 | 0.18521 | 2.6461 | 1 | 2022-01-01 | Elec | SFHPSlab | 0.267 | 3.8024 | 0.18521 | 2.6461 | 1 | 2022-01-01 | Elec | SFHPSlab | 0.267 | 3.8024 | 0.18521 | 2.6461 | 1 | 2022-01-01 | Elec | SFHPSlab | 0.267 | 3.8024 | 0.18521 | 2.6461 | 1 | 2022-01-01 | Elec | SFHPSlab | 0.267 | 3.8024 | 0.18521 | 2.6461 | 1 | 2022-01-01 | Elec | SFHPSlab | 0.267 | 3.8024 | 0.18521 | 2.6461 | 1 | 2022-01-01 | Elec | SFHPSlab | 0.267 | 3.8024 | 0.18521 | 2.6461 | 1 | 2022-01-01 | Elec | SFHPSlab | 0.267 | 3.8024 | 0.18521 | 2.6461 | 1 | 2022-01-01 | Elec | SFHPSlab | 0.267 | 3.8024 | 0.18521 | 2.6461 | 1 | 2022-01-01 | Elec | SFHPSlab | 0.267 | 3.8024 | 0.18521 | 2.6461 | 1 | 2022-01-01 | Elec | SFHPSlab | 0.267 | 3.8024 | 0.18521 | 2.6461 | 1 | 2022-01-01 | Elec | SFHPSlab | 0.267 | 3.8024 | 0.18521 | 2.6461 | 1 | 2022-01-01 | Elec | SFHPSlab | 0.267 | 3.8024 | 0.18521 | 2.6461 | 1 | 2022-01-01 | Elec | SFHPSlab | 0.267 | 3.8024 | 0.18521 | 2.6461 | 1 | 2022-01-01 | Elec | SFHPSlab | 0.267 | 3.8024 | 0.18521 | 2.6461 | 1 | 2022-01-01 | Elec | SFHPSlab | 0.267 | 3.8024 | 0.18521 | 2.6461 | 1 | 2022-01-01 | Elec | SFHPSlab | 0.267 | 3.8024 | 0.18521 | 2.6461 | 1 | 2022-01-01 | Elec | SFHPSlab | 0.267 | 3.8024 | 0.18521 | 2.6461 | 1 | 2022-01-01 | Elec | SFHPSlab | 0.267 | 3.8024 | 0.18521 | 2.6461 | 1 | 2022-01-01 | Elec | SFHPSlab | 0.267 | 3.8024 | 0.18521 | 2.6461 | 1 | 2022-01-01 | Elec | SFHPSlab | 0.267 | 3.8024 | 0.18521 | 2.6461 | 1 | 2022-01-01 | Elec | SFHPSlab | 0.267 | 3.8024 | 0.18521 | 2.6461 | 1 | 2022-01-01 | Elec | SFHPSlab | 0.267 | 3.8024 | 0.18521 | 2.6461 | 1 | 2022-01-01 | Elec | SFHPSlab | 0.267 | 3.8024 | 0.18521 | 2.6461 | 1 | 2022-01-01 | Elec | SFHPSlab | 0.267 | 3.8024 | 0.18521 | 2.6461 | 1 | 2022-01-01 | Elec | SFHPSlab | 0.267 | 3.8024 | 0.18521 | 2.6461 | 1 | 2022-01-01 | Elec | SFHPSlab | 0.267 | 3.8024 | 0.18521 | 2.6461 | 1 | 2022-01-01 | Elec | SFHPSlab | 0.267 | 3.8024 | 0.18521 | 2.6461 | 1 | 2022-01-01 | Elec | SFHPSlab | 0.267 | 3.8024 | 0.18521 | 2.6461 | 1 | 2022-01-01 | Elec | SFHPSlab | 0.267 | 3.8024 | 0.18521 | 2.6461 | 1 | 2022-01-01 | Elec | SFHPSlab | 0.267 | 3.8024 | 0.18521 | 2.6461 | 1 | 2022-01-01 | Elec | SFHPSlab | 0.267 | 3.8024 | 0.18521 | 2.6461 | 1 | 2022-01-01 | Elec | SFHPSlab | 0.267 | 3.8024 | 0.18521 | 2.6461 | 1 | 2022-01-01 | Elec | SFHPSlab | 0.267 | 3.8024 | 0.18521 | 2.6461 | 1 | 2022-01-01 | Elec | SFHPSlab | 0.267 | 3.8024 | 0.18521 | 2.6461 | 1 | 2022-01-01 | Elec | SFHPSlab | 0.267 | 3.8024 | 0.18521 | 2.6461 | 1 | 2022-01-01 | Elec | SFHPSlab | 0.267 | 3.8024 | 0.18521 | 2.6461 | 1 | 2022-01-01 | Elec | SFHPSlab | 0.267 | 3.8024 | 0.18521 | 2.6461 | 1 | 2022-01-01 | Elec | SFHPSlab | 0.267 | 3.8024 | 0.18521 | 2.6461 | 1 | 2022-01-01 | Elec | SFHPSlab | 0.267 | 3.8024 | 0.18521 | 2.6461 | 1 | 2022-01-01 | Elec | SFHPSlab | 0.267 | 3.8024 | 0.18521 | 2.6461 | 1 | 2022-01-01 | Elec | SFHPSlab | 0.267 | 3.8024 | 0.18521 | 2.6461 | 1 | 2022-01-01 | Elec | SFHPSlab | 0.267 | 3.8024 | 0.18521 | 2.6461 | 1 | 2022-01-01 | Elec | SFHPSlab | 0.267 | 3.8024 | 0.18521 | 2.6461 | 1 | 2022-01-01 | Elec | SFHPSlab | 0.267 | 3.8024 | 0.18521 | 2.6461 | 1 | 2022-01-01 | Elec | SFHPSlab | 0.267 | 3.8024 | 0.18521 | 2.6461 | 1 | 2022-01-01 | Elec | SFHPSlab | 0.267 | 3.8024 | 0.18521 | 2.6461 | 1 | 2022-01-01 | Elec | SFHPSlab | 0.267 | 3.8024 | 0.18521 | 2.6461 | 1 | 2022-01-01 | Elec | SFHPSlab | 0.267 | 3.8024 | 0.18521 | 2.6461 | 1 | 2022-01-01 | Elec | SFHPSlab | 0.267 | 3.8024 | 0.18521 | 2.6461 | 1 | 2022-01-01 | Elec | SFHPSlab | 0.267 | 3.8024 | 0.18521 | 2.6461 | 1 | 2022-01-01 | Elec | SFHPSlab | 0.267 | 3.8024 | 0.18521 | 2.6461 | 1 | 2022-01-01 | Elec | SFHPSlab | 0.267 | 3.8024 | 0.18521 | 2.6461 | 1 | 2022-01-01 | Elec | SFHPSlab | 0.267 | 3.8024 | 0.18521 | 2.6461 | 1 | 2022-01-01 | Elec | SFHPSlab | 0.267 | 3.8024 | 0.18521 | 2.6461 | 1 | 2022-01-01 | Elec | SFHPSlab | 0.267 | 3.8024 | 0.18521 | 2.6461 | 1 | 2022-01-01 | Elec | SFHPSlab | 0.267 | 3.8024 | 0.18521 | 2.6461 | 1 | 2022-01-01 | Elec | SFHPSlab | 0.267 | 3.8024 | 0.18521 | 2.6461 | 1 | 2022-01-01 | Elec | SFHPSlab | 0.267 | 3.8024 | 0.18521 | 2.6461 | 1 | 2022-01-01 | Elec | SFHPSlab | 0.267 | 3.8024 | 0.18521 | 2.6461 | 1 | 2022-01-01 | Elec | SFHPSlab | 0.267 | 3.8024 | 0.18521 | 2.6461 | 1 | 2022-01-01 | Elec | SFHPSlab | 0.267 | 3.8024 | 0.18521 | 2.6461 | 1 | 2022-01-01 | Elec | SFHPSlab | 0.267 | 3.8024 | 0.18521 | 2.6461 | 1 | 2022-01-01 | Elec | SFHPSlab | 0.267 | 3.8024 | 0.18521 | 2.6461 | 1 | 2022-01-01 | Elec | SFHPSlab | 0.267 | 3.8024 | 0.18521 | 2.6461 | 1 | 2022-01-01 | Elec | SFHPSlab | 0.267 | 3.8024 | 0.18521 | 2.6461 | 1 | 2022-01-01 | Elec | SFHPSlab | 0.267 | 3.8024 | 0.18521 | 2.6461 | 1 | 2022-01-01 | Elec | SFHPSlab | 0.267 | 3.8024 | 0.18521 | 2.6461 | 1 | 2022-01-01 | Elec | SFHPSlab | 0.267 | 3.8024 | 0.18521 | 2.6461 | 1 | 2022-01-01 | Elec | SFHPSlab | 0.267 | 3.8024 | 0.18521 | 2.6461 | 1 | 2022-01-01 | Elec | SFHPSlab | 0.267 | 3.8024 | 0.18521 | 2.6461 | 1 | 2022-01-01 | Elec | SFHPSlab | 0.267 | 3.8024 | 0.18521 | 2.6461 | 1 | 2022-01-01 | Elec | SFHPSlab | 0.267 | 3.8024 | 0.18521 | 2.6461 | 1 | 2022-01-01 | Elec | SFHPSlab | 0.267 | 3.8024 | 0.18521 | 2.6461 | 1 | 2022-01-01 | Elec | SFHPSlab | 0.267 | 3.8024 | 0.18521 | 2.6461 | 1 | 2022-01-01 | Elec | SFHPSlab | 0.267 | 3.8024 | 0.18521 | 2.6461 | 1 | 2022-01-01 | Elec | SFHPSlab | 0.267 | 3.8024 | 0.18521 | 2.6461 | 1 | 2022-01-01 | Elec | SFHPSlab | 0.267 | 3.8024 | 0.18521 | 2.6461 | 1 | 2022-01-01 | Elec | SFHPSlab | 0.267 | 3.8024 | 0.18521 | 2.6461 | 1 | 2022-01-01 | Elec | SFHPSlab | 0.267 | 3.8024 | 0.18521 | 2.6461 | 1 | 2022-01-01 | Elec | SFHPSlab | 0.267 | 3.8024 | 0.18521 | 2.6461 | 1 | 2022-01-01 | Elec | SFHPSlab | 0.267 | 3.8024 | 0.18521 | 2.6461 | 1 | 2022-01-01 | Elec | SFHPSlab | 0.267 | 3.8024 | 0.18521 | 2.6461 | 1 | 2022-01-01 | Elec | SFHPSlab | 0.267 | 3.8024 | 0.18521 | 2.6461 | 1 | 2022-01-01 | Elec | SFHPSlab | 0.267 | 3.8024 | 0.18521 | 2.6461 | 1 | 2022-01-01 | Elec | SFHPSlab | 0.267 | 3.8024 | 0.18521 | 2.6461 | 1 | 2022-01-01 | Elec | SFHPSlab | 0.267 | 3.8024 | 0.18521 | 2.6461 | 1 | 2022-01-01 | Elec | SFHPSlab | 0.267 | 3.8024 | 0.18521 | 2.6461 | 1 | 2022-01-01 | Elec | SFHPSlab | 0.267 | 3.8024 | 0.18521 | 2.6461 | 1 | 2022-01-01 | Elec | SFHPSlab | 0.267 | 3.8024 | 0.18521 | 2.6461 | 1 | 2022-01-01 | Elec | SFHPSlab | 0.267 | 3.8024 | 0.18521 | 2.6461 | 1 | 2022-01-01 | Elec | SFHPSlab | 0.267 | 3.8024 | 0.18521 | 2.6461 | 1 | 2022-01-01 | Elec | SFHPSlab | 0.267 | 3.8024 | 0.18521 | 2.6461 | 1 | 2022-01-01 | Elec | SFHPSlab | 0.267 | 3.8024 | 0.18521 | 2.6461 | 1 | 2022-01-01 | Elec | SFHPSlab | 0.267 | 3.8024 | 0.18521 | 2.6461 | 1 | 2022-01-01 | Elec | SFHPSlab | 0.267 | 3.8024 | 0.18521 | 2.6461 | 1 | 2022-01-01 | Elec | SFHPSlab | 0.267 | 3.8024 | 0.18521 | 2.6461 | 1 | 2022-01-01 | Elec | SFHPSlab | 0.267 | 3.8024 | 0.18521 | 2.6461 | 1 | 2022-01-01 | Elec | SFHPSlab | 0.267 | 3.8024 | 0.18521 | 2.6461 | 1 | 2022-01-01 | Elec | SFHPSlab | 0.267 | 3.8024 | 0.18521 | 2.6461 | 1 | 2022-01-01 | Elec | SFHPSlab | 0.267 | 3.8024 | 0.18521 | 2.6461 | 1 | 2022-01-01 | Elec | SFHPSlab | 0.267 | 3.8024 | 0.18521 | 2.6461 | 1 | 2022-01-01 | Elec | SFHPSlab | 0.267 | 3.8024 | 0.18521 | 2.6461 | 1 | 2022-01-01 | Elec | SFHPSlab | 0.267 | 3.8024 | 0.18521 | 2.6461 | 1 | 2022-01-01 | Elec | SFHPSlab | 0.267 | 3.8024 | 0.18521 | 2.6461 | 1 | 2022-01-01 | Elec | SFHPSlab | 0.267 | 3.8024 | 0.18521 | 2.6461 | 1 | 2022-01-01 | Elec | SFHPSlab | 0.267 | 3.8024 | 0.18521 | 2.6461 | 1 | 2022-01-01 | Elec | SFHPSlab | 0.267 | 3.8024 | 0.18521 | 2.6461 | 1 | 2022-01-01 | Elec | SFHPSlab | 0.267 | 3.8024 | 0.18521 | 2.6461 | 1 | 2022-01-01 | Elec | SFHPSlab | 0.267 | 3.8024 | 0.18521 | 2.6461 | 1 | 2022-01-01 | Elec | SFHPSlab | 0.267 | 3.8024 | 0.18521 | 2.6461 | 1 | 2022-01-01 | Elec | SFHPSlab | 0.267 | 3.8024 | 0.18521 | 2.6461 | 1 | 2022-01-01 | Elec | SFHPSlab | 0.267 | 3.8024 | 0.18521 | 2.6461 | 1 | 2022-01-01 | Elec | SFHPSlab | 0.267 | 3.8024 | 0.18521 | 2.6461 | 1 | 2022-01-01 | Elec | SFHPSlab | 0.267 | 3.8024 | 0.18521 | 2.6461 | 1 | 2022-01-01 | Elec | SFHPSlab | 0.267 | 3.8024 | 0.18521 | 2.6461 | 1 | 2022-01-01 | Elec | SFHPSlab | 0.267 | 3.8024 | 0.18521 | 2.6461 | 1 | 2022-01-01 | Elec | SFHPSlab | 0.267 | 3.8024 | 0.18521 | 2.6461 | 1 | 2022-01-01 | Elec | SFHPSlab | 0.267 | 3.8024 | 0.18521 | 2.6461 | 1 | 2022-01-01 | Elec | SFHPSlab | 0.267 | 3.8024 | 0.18521 | 2.6461 | 1 | 2022-01-01 | Elec | SFHPSlab | 0.267 | 3.8024 | 0.18521 | 2.6461 | 1 | 2022-01-01 | Elec | SFHPSlab | 0.267 | 3.8024 | 0.18521 | 2.6461 | 1 | 2022-01-01 | Elec | SFHPSlab | 0.267 | 3.8024 | 0.18521 | 2.6461 | 1 | 2022-01-01 | Elec | SFHPSlab | 0.267 | 3.8024 | 0.18521 | 2.6461 | 1 | 2022-01-01 | Elec | SFHPSlab | 0.267 | 3.8024 | 0.18521 | 2.6461 | 1 | 2022-01-01 | Elec | SFHPSlab | 0.267 | 3.8024 | 0.18521 | 2.6461
Denver | 2022-01-01 | NG | SFNGSlab | 0.34 | 1.8922 | 0.2587 | 1.4741 | 2 | 2022-01-01 | NG | SFNGSlab | 0.34 | 1.8922 | 0.2587 | 1.4741 | 2 | 2022-01-01 | NG | SFNGSlab | 0.34 | 1.8922 | 0.2587 | 1.4741 | 2 | 2022-01-01 | NG | SFNGSlab | 0.34 | 1.8922 | 0.2587 | 1.4741 | 2 | 2022-01-01 | NG | SFNGSlab | 0.34 | 1.8922 | 0.2587 | 1.4741 | 2 | 2022-01-01 | NG | SFNGSlab | 0.34 | 1.8922 | 0.2587 | 1.4741 | 2 | 2022-01-01 | NG | SFNGSlab | 0.34 | 1.8922 | 0.2587 | 1.4741 | 2 | 2022-01-01 | NG | SFNGSlab | 0.34 | 1.8922 | 0.2587 | 1.4741 | 2 | 2022-01-01 | NG | SFNGSlab | 0.34 | 1.8922 | 0.2587 | 1.4741 | 2 | 2022-01-01 | NG | SFNGSlab | 0.34 | 1.8922 | 0.2587 | 1.4741 | 2 | 2022-01-01 | NG | SFNGSlab | 0.34 | 1.8922 | 0.2587 | 1.4741 | 2 | 2022-01-01 | NG | SFNGSlab | 0.34 | 1.8922 | 0.2587 | 1.4741 | 2 | 2022-01-01 | NG | SFNGSlab | 0.34 | 1.8922 | 0.2587 | 1.4741 | 2 | 2022-01-01 | NG | SFNGSlab | 0.34 | 1.8922 | 0.2587 | 1.4741 | 2 | 2022-01-01 | NG | SFNGSlab | 0.34 | 1.8922 | 0.2587 | 1.4741 | 2 | 2022-01-01 | NG | SFNGSlab | 0.34 | 1.8922 | 0.2587 | 1.4741 | 2 | 2022-01-01 | NG | SFNGSlab | 0.34 | 1.8922 | 0.2587 | 1.4741 | 2 | 2022-01-01 | NG | SFNGSlab | 0.34 | 1.8922 | 0.2587 | 1.4741 | 2 | 2022-01-01 | NG | SFNGSlab | 0.34 | 1.8922 | 0.2587 | 1.4741 | 2 | 2022-01-01 | NG | SFNGSlab | 0.34 | 1.8922 | 0.2587 | 1.4741 | 2 | 2022-01-01 | NG | SFNGSlab | 0.34 | 1.8922 | 0.2587 | 1.4741 | 2 | 2022-01-01 | NG | SFNGSlab | 0.34 | 1.8922 | 0.2587 | 1.4741 | 2 | 2022-01-01 | NG | SFNGSlab | 0.34 | 1.8922 | 0.2587 | 1.4741 | 2 | 2022-01-01 | NG | SFNGSlab | 0.34 | 1.8922 | 0.2587 | 1.4741 | 2 | 2022-01-01 | NG | SFNGSlab | 0.34 | 1.8922 | 0.2587 | 1.4741 | 2 | 2022-01-01 | NG | SFNGSlab | 0.34 | 1.8922 | 0.2587 | 1.4741 | 2 | 2022-01-01 | NG | SFNGSlab | 0.34 | 1.8922 | 0.2587 | 1.4741 | 2 | 2022-01-01 | NG | SFNGSlab | 0.34 | 1.8922 | 0.2587 | 1.4741 | 2 | 2022-01-01 | NG | SFNGSlab | 0.34 | 1.8922 | 0.2587 | 1.4741 | 2 | 2022-01-01 | NG | SFNGSlab | 0.34 | 1.8922 | 0.2587 | 1.4741 | 2 | 2022-01-01 | NG | SFNGSlab | 0.34 | 1.8922 | 0.2587 | 1.4741 | 2 | 2022-01-01 | NG | SFNGSlab | 0.34 | 1.8922 | 0.2587 | 1.4741 | 2 | 2022-01-01 | NG | SFNGSlab | 0.34 | 1.8922 | 0.2587 | 1.4741 | 2 | 2022-01-01 | NG | SFNGSlab | 0.34 | 1.8922 | 0.2587 | 1.4741 | 2 | 2022-01-01 | NG | SFNGSlab | 0.34 | 1.8922 | 0.2587 | 1.4741 | 2 | 2022-01-01 | NG | SFNGSlab | 0.34 | 1.8922 | 0.2587 | 1.4741 | 2 | 2022-01-01 | NG | SFNGSlab | 0.34 | 1.8922 | 0.2587 | 1.4741 | 2 | 2022-01-01 | NG | SFNGSlab | 0.34 | 1.8922 | 0.2587 | 1.4741 | 2 | 2022-01-01 | NG | SFNGSlab | 0.34 | 1.8922 | 0.2587 | 1.4741 | 2 | 2022-01-01 | NG | SFNGSlab | 0.34 | 1.8922 | 0.2587 | 1.4741 | 2 | 2022-01-01 | NG | SFNGSlab | 0.34 | 1.8922 | 0.2587 | 1.4741 | 2 | 2022-01-01 | NG | SFNGSlab | 0.34 | 1.8922 | 0.2587 | 1.4741 | 2 | 2022-01-01 | NG | SFNGSlab | 0.34 | 1.8922 | 0.2587 | 1.4741 | 2 | 2022-01-01 | NG | SFNGSlab | 0.34 | 1.8922 | 0.2587 | 1.4741 | 2 | 2022-01-01 | NG | SFNGSlab | 0.34 | 1.8922 | 0.2587 | 1.4741 | 2 | 2022-01-01 | NG | SFNGSlab | 0.34 | 1.8922 | 0.2587 | 1.4741 | 2 | 2022-01-01 | NG | SFNGSlab | 0.34 | 1.8922 | 0.2587 | 1.4741 | 2 | 2022-01-01 | NG | SFNGSlab | 0.34 | 1.8922 | 0.2587 | 1.4741 | 2 | 2022-01-01 | NG | SFNGSlab | 0.34 | 1.8922 | 0.2587 | 1.4741 | 2 | 2022-01-01 | NG | SFNGSlab | 0.34 | 1.8922 | 0.2587 | 1.4741 | 2 | 2022-01-01 | NG | SFNGSlab | 0.34 | 1.8922 | 0.2587 | 1.4741 | 2 | 2022-01-01 | NG | SFNGSlab | 0.34 | 1.8922 | 0.2587 | 1.4741 | 2 | 2022-01-01 | NG | SFNGSlab | 0.34 | 1.8922 | 0.2587 | 1.4741 | 2 | 2022-01-01 | NG | SFNGSlab | 0.34 | 1.8922 | 0.2587 | 1.4741 | 2 | 2022-01-01 | NG | SFNGSlab | 0.34 | 1.8922 | 0.2587 | 1.4741 | 2 | 2022-01-01 | NG | SFNGSlab | 0.34 | 1.8922 | 0.2587 | 1.4741 | 2 | 2022-01-01 | NG | SFNGSlab | 0.34 | 1.8922 | 0.2587 | 1.4741 | 2 | 2022-01-01 | NG | SFNGSlab | 0.34 | 1.8922 | 0.2587 | 1.4741 | 2 | 2022-01-01 | NG | SFNGSlab | 0.34 | 1.8922 | 0.2587 | 1.4741 | 2 | 2022-01-01 | NG | SFNGSlab | 0.34 | 1.8922 | 0.2587 | 1.4741 | 2 | 2022-01-01 | NG | SFNGSlab | 0.34 | 1.8922 | 0.2587 | 1.4741 | 2 | 2022-01-01 | NG | SFNGSlab | 0.34 | 1.8922 | 0.2587 | 1.4741 | 2 | 2022-01-01 | NG | SFNGSlab | 0.34 | 1.8922 | 0.2587 | 1.4741 | 2 | 2022-01-01 | NG | SFNGSlab | 0.34 | 1.8922 | 0.2587 | 1.4741 | 2 | 2022-01-01 | NG | SFNGSlab | 0.34 | 1.8922 | 0.2587 | 1.4741 | 2 | 2022-01-01 | NG | SFNGSlab | 0.34 | 1.8922 | 0.2587 | 1.4741 | 2 | 2022-01-01 | NG | SFNGSlab | 0.34 | 1.8922 | 0.2587 | 1.4741 | 2 | 2022-01-01 | NG | SFNGSlab | 0.34 | 1.8922 | 0.2587 | 1.4741 | 2 | 2022-01-01 | NG | SFNGSlab | 0.34 | 1.8922 | 0.2587 | 1.4741 | 2 | 2022-01-01 | NG | SFNGSlab | 0.34 | 1.8922 | 0.2587 | 1.4741 | 2 | 2022-01-01 | NG | SFNGSlab | 0.34 | 1.8922 | 0.2587 | 1.4741 | 2 | 2022-01-01 | NG | SFNGSlab | 0.34 | 1.8922 | 0.2587 | 1.4741 | 2 | 2022-01-01 | NG | SFNGSlab | 0.34 | 1.8922 | 0.2587 | 1.4741 | 2 | 2022-01-01 | NG | SFNGSlab | 0.34 | 1.8922 | 0.2587 | 1.4741 | 2 | 2022-01-01 | NG | SFNGSlab | 0.34 | 1.8922 | 0.2587 | 1.4741 | 2 | 2022-01-01 | NG | SFNGSlab | 0.34 | 1.8922 | 0.2587 | 1.4741 | 2 | 2022-01-01 | NG | SFNGSlab | 0.34 | 1.8922 | 0.2587 | 1.4741 | 2 | 2022-01-01 | NG | SFNGSlab | 0.34 | 1.8922 | 0.2587 | 1.4741 | 2 | 2022-01-01 | NG | SFNGSlab | 0.34 | 1.8922 | 0.2587 | 1.4741 | 2 | 2022-01-01 | NG | SFNGSlab | 0.34 | 1.8922 | 0.2587 | 1.4741 | 2 | 2022-01-01 | NG | SFNGSlab | 0.34 | 1.8922 | 0.2587 | 1.4741 | 2 | 2022-01-01 | NG | SFNGSlab | 0.34 | 1.8922 | 0.2587 | 1.4741 | 2 | 2022-01-01 | NG | SFNGSlab | 0.34 | 1.8922 | 0.2587 | 1.4741 | 2 | 2022-01-01 | NG | SFNGSlab | 0.34 | 1.8922 | 0.2587 | 1.4741 | 2 | 2022-01-01 | NG | SFNGSlab | 0.34 | 1.8922 | 0.2587 | 1.4741 | 2 | 2022-01-01 | NG | SFNGSlab | 0.34 | 1.8922 | 0.2587 | 1.4741 | 2 | 2022-01-01 | NG | SFNGSlab | 0.34 | 1.8922 | 0.2587 | 1.4741 | 2 | 2022-01-01 | NG | SFNGSlab | 0.34 | 1.8922 | 0.2587 | 1.4741 | 2 | 2022-01-01 | NG | SFNGSlab | 0.34 | 1.8922 | 0.2587 | 1.4741 | 2 | 2022-01-01 | NG | SFNGSlab | 0.34 | 1.8922 | 0.2587 | 1.4741 | 2 | 2022-01-01 | NG | SFNGSlab | 0.34 | 1.8922 | 0.2587 | 1.4741 | 2 | 2022-01-01 | NG | SFNGSlab | 0.34 | 1.8922 | 0.2587 | 1.4741 | 2 | 2022-01-01 | NG | SFNGSlab | 0.34 | 1.8922 | 0.2587 | 1.4741 | 2 | 2022-01-01 | NG | SFNGSlab | 0.34 | 1.8922 | 0.2587 | 1.4741 | 2 | 2022-01-01 | NG | SFNGSlab | 0.34 | 1.8922 | 0.2587 | 1.4741 | 2 | 2022-01-01 | NG | SFNGSlab | 0.34 | 1.8922 | 0.2587 | 1.4741 | 2 | 2022-01-01 | NG | SFNGSlab | 0.34 | 1.8922 | 0.2587 | 1.4741 | 2 | 2022-01-01 | NG | SFNGSlab | 0.34 | 1.8922 | 0.2587 | 1.4741 | 2 | 2022-01-01 | NG | SFNGSlab | 0.34 | 1.8922 | 0.2587 | 1.4741 | 2 | 2022-01-01 | NG | SFNGSlab | 0.34 | 1.8922 | 0.2587 | 1.4741 | 2 | 2022-01-01 | NG | SFNGSlab | 0.34 | 1.8922 | 0.2587 | 1.4741 | 2 | 2022-01-01 | NG | SFNGSlab | 0.34 | 1.8922 | 0.2587 | 1.4741 | 2 | 2022-01-01 | NG | SFNGSlab | 0.34 | 1.8922 | 0.2587 | 1.4741 | 2 | 2022-01-01 | NG | SFNGSlab | 0.34 | 1.8922 | 0.2587 | 1.4741 | 2 | 2022-01-01 | NG | SFNGSlab | 0.34 | 1.8922 | 0.2587 | 1.4741 | 2 | 2022-01-01 | NG | SFNGSlab | 0.34 | 1.8922 | 0.2587 | 1.4741 | 2 | 2022-01-01 | NG | SFNGSlab | 0.34 | 1.8922 | 0.2587 | 1.4741 | 2 | 2022-01-01 | NG | SFNGSlab | 0.34 | 1.8922 | 0.2587 | 1.4741 | 2 | 2022-01-01 | NG | SFNGSlab | 0.34 | 1.8922 | 0.2587 | 1.4741 | 2 | 2022-01-01 | NG | SFNGSlab | 0.34 | 1.8922 | 0.2587 | 1.4741 | 2 | 2022-01-01 | NG | SFNGSlab | 0.34 | 1.8922 | 0.2587 | 1.4741 | 2 | 2022-01-01 | NG | SFNGSlab | 0.34 | 1.8922 | 0.2587 | 1.4741 | 2 | 2022-01-01 | NG | SFNGSlab | 0.34 | 1.8922 | 0.2587 | 1.4741 | 2 | 2022-01-01 | NG | SFNGSlab | 0.34 | 1.8922 | 0.2587 | 1.4741 | 2 | 2022-01-01 | NG | SFNGSlab | 0.34 | 1.8922 | 0.2587 | 1.4741 | 2 | 2022-01-01 | NG | SFNGSlab | 0.34 | 1.8922 | 0.2587 | 1.4741 | 2 | 2022-01-01 | NG | SFNGSlab | 0.34 | 1.8922 | 0.2587 | 1.4741 | 2 | 2022-01-01 | NG | SFNGSlab | 0.34 | 1.8922 | 0.2587 | 1.4741 | 2 | 2022-01-01 | NG | SFNGSlab | 0.34 | 1.8922 | 0.2587 | 1.4741 | 2 | 2022-01-01 | NG | SFNGSlab | 0.34 | 1.8922 | 0.2587 | 1.4741 | 2 | 2022-01-01 | NG | SFNGSlab | 0.34 | 1.8922 | 0.2587 | 1.4741 | 2 | 2022-01-01 | NG | SFNGSlab | 0.34 | 1.8922 | 0.2587 | 1.4741 | 2 | 2022-01-01 | NG | SFNGSlab | 0.34 | 1.8922 | 0.2587 | 1.4741 | 2 | 2022-01-01 | NG | SFNGSlab | 0.34 | 1.8922 | 0.2587 | 1.4741 | 2 | 2022-01-01 | NG | SFNGSlab | 0.34 | 1.8922 | 0.2587 | 1.4741 | 2 | 2022-01-01 | NG | SFNGSlab | 0.34 | 1.8922 | 0.2587 | 1.4741 | 2 | 2022-01-01 | NG | SFNGSlab | 0.34 | 1.8922 | 0.2587 | 1.4741 | 2 | 2022-01-01 | NG | SFNGSlab | 0.34 | 1.8922 | 0.2587 | 1.4741 | 2 | 2022-01-01 | NG | SFNGSlab | 0.34 | 1.8922 | 0.2587 | 1.4741 | 2 | 2022-01-01 | NG | SFNGSlab | 0.34 | 1.8922 | 0.2587 | 1.4741 | 2 | 2022-01-01 | NG | SFNGSlab | 0.34 | 1.8922 | 0.2587 | 1.4741 | 2 | 2022-01-01 | NG | SFNGSlab | 0.34 | 1.8922 | 0.2587 | 1.4741 | 2 | 2022-01-01 | NG | SFNGSlab | 0.34 | 1.8922 | 0.2587 | 1.4741 | 2 | 2022-01-01 | NG | SFNGSlab | 0.34 | 1.8922 | 0.2587 | 1.4741 | 2 | 2022-01-01 | NG | SFNGSlab | 0.34 | 1.8922 | 0.2587 | 1.4741 | 2 | 2022-01-01 | NG | SFNGSlab | 0.34 | 1.8922 | 0.2587 | 1.4741 | 2 | 2022-01-01 | NG | SFNGSlab | 0.34 | 1.8922 | 0.2587 | 1.4741 | 2 | 2022-01-01 | NG | SFNGSlab | 0.34 | 1.8922 | 0.2587 | 1.4741 | 2 | 2022-01-01 | NG | SFNGSlab | 0.34 | 1.8922 | 0.2587 | 1.4741 | 2 | 2022-01-01 | NG | SFNGSlab | 0.34 | 1.8922 | 0.2587 | 1.4741 | 2 | 2022-01-01 | NG | SFNGSlab | 0.34 | 1.8922 | 0.2587 | 1.4741 | 2 | 2022-01-01 | NG | SFNGSlab | 0.34 | 1.8922 | 0.2587 | 1.4741 | 2 | 2022-01-01 | NG | SFNGSlab | 0.34 | 1.8922 | 0.2587 | 1.4741 | 2 | 2022-01-01 | NG | SFNGSlab | 0.34 | 1.8922 | 0.2587 | 1.4741 | 2 | 2022-01-01 | NG | SFNGSlab | 0.34 | 1.8922 | 0.2587 | 1.4741 | 2 | 2022-01-01 | NG | SFNGSlab | 0.34 | 1.8922 | 0.2587 | 1.4741 | 2 | 2022-01-01 | NG | SFNGSlab | 0.34 | 1.8922 | 0.2587 | 1.4741 | 2 | 2022-01-01 | NG | SFNGSlab | 0.34 | 1.8922 | 0.2587 | 1.4741 | 2 | 2022-01-01 | NG | SFNGSlab | 0.34 | 1.8922 | 0.2587 | 1.4741 | 2 | 2022-01-01 | NG | SFNGSlab | 0.34 | 1.8922 | 0.2587 | 1.4741 | 2 | 2022-01-01 | NG | SFNGSlab | 0.34 | 1.8922 | 0.2587 | 1.4741 | 2 | 2022-01-01 | NG | SFNGSlab | 0.34 | 1.8922 | 0.2587 | 1.4741 | 2 | 2022-01-01 | NG | SFNGSlab | 0.34 | 1.8922 | 0.2587 | 1.4741 | 2 | 2022-01-01 | NG | SFNGSlab | 0.34 | 1.8922 | 0.2587 | 1.4741 | 2 | 2022-01-01 | NG | SFNGSlab | 0.34 | 1.8922 | 0.2587 | 1.4741 | 2 | 2022-01-01 | NG | SFNGSlab | 0.34 | 1.8922 | 0.2587 | 1.4741 | 2 | 2022-01-01 | NG | SFNGSlab | 0.34 | 1.8922 | 0.2587 | 1.4741 | 2 | 2022-01-01 | NG | SFNGSlab | 0.34 | 1.8922 | 0.2587 | 1.4741 | 2 | 2022-01-01 | NG | SFNGSlab | 0.34 | 1.8922 | 0.2587 | 1.4741 | 2 | 2022-01-01 | NG | SFNGSlab | 0.34 | 1.8922 | 0.2587 | 1.4741 | 2 | 2022-01-01 | NG | SFNGSlab | 0.34 | 1.8922 | 0.2587 | 1.4741 | 2 | 2022-01-01 | NG | SFNGSlab | 0.34 | 1.8922 | 0.2587 | 1.4741 | 2 | 2022-01-01 | NG | SFNGSlab | 0.34 | 1.8922 | 0.2587 | 1.4741 | 2 | 2022-01-01 | NG | SFNGSlab | 0.34 | 1.8922 | 0.2587 | 1.4741 | 2 | 2022-01-01 | NG | SFNGSlab | 0.34 | 1.8922 | 0.2587 | 1.4741 | 2 | 2022-01-01 | NG | SFNGSlab | 0.34 | 1.8922 | 0.2587 | 1.4741 | 2 | 2022-01-01 | NG | SFNGSlab | 0.34 | 1.8922 | 0.2587 | 1.4741 | 2 | 2022-01-01 | NG | SFNGSlab | 0.34 | 1.8922 | 0.2587 | 1.4741 | 2 | 2022-01-01 | NG | SFNGSlab | 0.34 | 1.8922 | 0.2587 | 1.4741 | 2 | 2022-01-01 | NG | SFNGSlab | 0.34 | 1.8922 | 0.2587 | 1.4741 | 2 | 2022-01-01 | NG | SFNGSlab | 0.34 | 1.8922 | 0.2587 | 1.4741 | 2 | 2022-01-01 | NG | SFNGSlab | 0.34 | 1.8922 | 0.2587 | 1.4741 | 2 | 2022-01-01 | NG | SFNGSlab | 0.34 | 1.8922 | 0.2587 | 1.4741 | 2 | 2022-01-01 | NG | SFNGSlab | 0.34 | 1.8922 | 0.2587 | 1.4741 | 2 | 2022-01-01 | NG | SFNGSlab | 0.34 | 1.8922 | 0.2587 | 1.4741 | 2 | 2022-01-01 | NG | SFNGSlab | 0.34 | 1.8922 | 0.2587 | 1.4741 | 2 | 2022-01-01 | NG | SFNGSlab | 0.34 | 1.8922 | 0.2587 | 1.4741 | 2 | 2022-01-01 | NG | SFNGSlab | 0.34 | 1.8922 | 0.2587 | 1.4741 | 2 | 2022-01-01 | NG | SFNGSlab | 0.34 | 1.8922 | 0.2587 | 1.4741 | 2 | 2022-01-01 | NG | SFNGSlab | 0.34 | 1.8922 | 0.2587 | 1.4741 | 2 | 2022-01-01 | NG | SFNGSlab | 0.34 | 1.8922 | 0.2587 | 1.4741 | 2 | 2022-01-01 | NG | SFNGSlab | 0.34 | 1.8922 | 0.2587 | 1.4741 | 2 | 2022-01-01 | NG | SFNGSlab | 0.34 | 1.8922 | 0.2587 | 1.4741 | 2 | 2022-01-01 | NG | SFNGSlab | 0.34 | 1.8922 | 0.2587 | 1.4741 | 2 | 2022-01-01 | NG | SFNGSlab | 0.34 | 1.8922 | 0.2587 | 1.4741 | 2 | 2022-01-01 | NG | SFNGSlab | 0.34 | 1.8922 | 0.2587 | 1.4741 | 2 | 2022-01-01 | NG | SFNGSlab | 0.34 | 1.8922 | 0.2587 | 1.4741 | 2 | 2022-01-01 | NG | SFNGSlab | 0.34 | 1.8922 | 0.2587 | 1.4741 | 2 | 2022-01-01 | NG | SFNGSlab | 0.34 | 1.8922 | 0.2587 | 1.4741 | 2 | 2022-01-01 | NG | SFNGSlab | 0.34 | 1.8922 | 0.2587 | 1.4741 | 2 | 2022-01-01 | NG | SFNGSlab | 0.34 | 1.8922 | 0.2587 | 1.4741 | 2 | 2022-01-01 | NG | SFNGSlab | 0.34 | 1.8922 | 0.2587 | 1.4741 | 2 | 2022-01-01 | NG | SFNGSlab | 0.34 | 1.8922 | 0.2587 | 1.4741 | 2 | 2022-01-01 | NG | SFNGSlab | 0.34 | 1.8922 | 0.2587 | 1.4741 | 2 | 2022-01-01 | NG | SFNGSlab | 0.34 | 1.8922 | 0.2587 | 1.4741 | 2 | 2022-01-01 | NG | SFNGSlab | 0.34 | 1.8922 | 0.2587 | 1.4741 | 2 | 2022-01-01 | NG | SFNGSlab | 0.34 | 1.8922 | 0.2587 | 1.4741 | 2 | 2022-01-01 | NG | SFNGSlab | 0.34 | 1.8922 | 0.2587 | 1.4741 | 2 | 2022-01-01 | NG | SFNGSlab | 0.34 | 1.8922 | 0.2587 | 1.4741 | 2 | 2022-01-01 | NG | SFNGSlab | 0.34 | 1.8922 | 0.2587 | 1.4741 | 2 | 2022-01-01 | NG | SFNGSlab | 0.34 | 1.8922 | 0.2587 | 1.4741 | 2 | 2022-01-01 | NG | SFNGSlab | 0.34 | 1.8922 | 0.2587 | 1.4741 | 2 | 2022-01-01 | NG | SFNGSlab | 0.34 | 1.8922 | 0.2587 | 1.4741 | 2 | 2022-01-01 | NG | SFNGSlab | 0.34 | 1.8922 | 0.2587 | 1.4741 | 2 | 2022-01-01 | NG | SFNGSlab | 0.34 | 1.8922 | 0.2587 | 1.4741 | 2 | 2022-01-01 | NG | SFNGSlab | 0.34 | 1.8922 | 0.2587 | 1.4741 | 2 | 2022-01-01 | NG | SFNGSlab | 0.34 | 1.8922 | 0.2587 | 1.4741 | 2 | 2022-01-01 | NG | SFNGSlab | 0.34 | 1.8922 | 0.2587 | 1.4741 | 2 | 2022-01-01 | NG | SFNGSlab | 0.34 | 1.8922 | 0.2587 | 1.4741 | 2 | 2022-01-01 | NG | SFNGSlab | 0.34 | 1.8922 | 0.2587 | 1.4741 | 2 | 2022-01-01 | NG | SFNGSlab | 0.34 | 1.8922 | 0.2587 | 1.4741 | 2 | 2022-01-01 | NG | SFNGSlab | 0.34 | 1.8922 | 0.2587 | 1.4741 | 2 | 2022-01-01 | NG | SFNGSlab | 0.34 | 1.8922 | 0.2587 | 1.4741 | 2 | 2022-01-01 | NG | SFNGSlab | 0.34 | 1.8922 | 0.2587 | 1.4741 | 2 | 2022-01-01 | NG | SFNGSlab | 0.34 | 1.8922 | 0.2587 | 1.4741 | 2 | 2022-01-01 | NG | SFNGSlab | 0.34 | 1.8922 | 0.2587 | 1.4741 | 2 | 2022-01-01 | NG | SFNGSlab | 0.34 | 1.8922 | 0.2587 | 1.4741 | 2 | 2022-01-01 | NG | SFNGSlab | 0.34 | 1.8922 | 0.2587 | 1.4741 | 2 | 2022-01-01 | NG | SFNGSlab | 0.34 | 1.8922 | 0.2587 | 1.4741 | 2 | 2022-01-01 | NG | SFNGSlab | 0.34 | 1.8922 | 0.2587 | 1.4741 | 2 | 2022-01-01 | NG | SFNGSlab | 0.34 | 1.8922 | 0.2587 | 1.4741 | 2 | 2022-01-01 | NG | SFNGSlab | 0.34 | 1.8922 | 0.2587 | 1.4741 | 2 | 2022-01-01 | NG | SFNGSlab | 0.34 | 1.8922 | 0.2587 | 1.4741 | 2 | 2022-01-01 | NG | SFNGSlab | 0.34 | 1.8922 | 0.2587 | 1.4741 | 2 | 2022-01-01 | NG | SFNGSlab | 0.34 | 1.8922 | 0.2587 | 1.4741 | 2 | 2022-01-01 | NG | SFNGSlab | 0.34 | 1.8922 | 0.2587 | 1.4741 | 2 | 2022-01-01 | NG | SFNGSlab | 0.34 | 1.8922 | 0.2587 | 1.4741 | 2 | 2022-01-01 | NG | SFNGSlab | 0.34 | 1.8922 | 0.2587 | 1.4741 | 2 | 2022-01-01 | NG | SFNGSlab | 0.34 | 1.8922 | 0.2587 | 1.4741 | 2 | 2022-01-01 | NG | SFNGSlab | 0.34 | 1.8922 | 0.2587 | 1.4741 | 2 | 2022-01-01 | NG | SFNGSlab | 0.34 | 1.8922 | 0.2587 | 1.4741 | 2 | 2022-01-01 | NG | SFNGSlab | 0.34 | 1.8922 | 0.2587 | 1.4741 | 2 | 2022-01-01 | NG | SFNGSlab | 0.34 | 1.8922 | 0.2587 | 1.4741 | 2 | 2022-01-01 | NG | SFNGSlab | 0.34 | 1.8922 | 0.2587 | 1.4741 | 2 | 2022-01-01 | NG | SFNGSlab | 0.34 | 1.8922 | 0.2587 | 1.4741 | 2 | 2022-01-01 | NG | SFNGSlab | 0.34 | 1.8922 | 0.2587 | 1.4741 | 2 | 2022-01-01 | NG | SFNGSlab | 0.34 | 1.8922 | 0.2587 | 1.4741 | 2 | 2022-01-01 | NG | SFNGSlab | 0.34 | 1.8922 | 0.2587 | 1.4741 | 2 | 2022-01-01 | NG | SFNGSlab | 0.34 | 1.8922 | 0.2587 | 1.4741 | 2 | 2022-01-01 | NG | SFNGSlab | 0.34 | 1.8922 | 0.2587 | 1.4741 | 2 | 2022-01-01 | NG | SFNGSlab | 0.34 | 1.8922 | 0.2587 | 1.4741 | 2 | 2022-01-01 | NG | SFNGSlab | 0.34 | 1.8922 | 0.2587 | 1.4741 | 2 | 2022-01-01 | NG | SFNGSlab | 0.34 | 1.8922 | 0.2587 | 1.4741 | 2 | 2022-01-01 | NG | SFNGSlab | 0.34 | 1.8922 | 0.2587 | 1.4741 | 2 | 2022-01-01 | NG | SFNGSlab | 0.34 | 1.8922 | 0.2587 | 1.4741 | 2 | 2022-01-01 | NG | SFNGSlab | 0.34 | 1.8922 | 0.2587 | 1.4741 | 2 | 2022-01-01 | NG | SFNGSlab | 0.34 | 1.8922 | 0.2587 | 1.4741 | 2 | 2022-01-01 | NG | SFNGSlab | 0.34 | 1.8922 | 0.2587 | 1.4741 | 2 | 2022-01-01 | NG | SFNGSlab | 0.34 | 1.8922 | 0.2587 | 1.4741 | 2 | 2022-01-01 | NG | SFNGSlab | 0.34 | 1.8922 | 0.2587 | 1.4741 | 2 | 2022-01-01 | NG | SFNGSlab | 0.34 | 1.8922 | 0.2587 | 1.4741 | 2 | 2022-01-01 | NG | SFNGSlab | 0.34 | 1.8922 | 0.2587 | 1.4741 | 2 | 2022-01-01 | NG | SFNGSlab | 0.34 | 1.8922 | 0.2587 | 1.4741 | 2 | 2022-01-01 | NG | SFNGSlab | 0.34 | 1.8922 | 0.2587 | 1.4741 | 2 | 2022-01-01 | NG | SFNGSlab | 0.34 | 1.8922 | 0.2587 | 1.4741 | 2 | 2022-01-01 | NG | SFNGSlab | 0.34 | 1.8922 | 0.2587 | 1.4741 | 2 | 2022-01-01 | NG | SFNGSlab | 0.34 | 1.8922 | 0.2587 | 1.4741 | 2 | 2022-01-01 | NG | SFNGSlab | 0.34 | 1.8922 | 0.2587 | 1.4741 | 2 | 2022-01-01 | NG | SFNGSlab | 0.34 | 1.8922 | 0.2587 | 1.4741 | 2 | 2022-01-01 | NG | SFNGSlab | 0.34 | 1.8922 | 0.2587 | 1.4741 | 2 | 2022-01-01 | NG | SFNGSlab | 0.34 | 1.8922 | 0.2587 | 1.4741 | 2 | 2022-01-01 | NG | SFNGSlab | 0.34 | 1.8922 | 0.2587 | 1.4741 | 2 | 2022-01-01 | NG | SFNGSlab | 0.34 | 1.8922 | 0.2587 | 1.4741 | 2 | 2022-01-01 | NG | SFNGSlab | 0.34 | 1.8922 | 0.2587 | 1.4741 | 2 | 2022-01-01 | NG | SFNGSlab | 0.34 | 1.8922 | 0.2587 | 1.4741 | 2 | 2022-01-01 | NG | SFNGSlab | 0.34 | 1.8922 | 0.2587 | 1.4741 | 2 | 2022-01-01 | NG | SFNGSlab | 0.34 | 1.8922 | 0.2587 | 1.4741 | 2 | 2022-01-01 | NG | SFNGSlab | 0.34 | 1.8922 | 0.2587 | 1.4741 | 2 | 2022-01-01 | NG | SFNGSlab | 0.34 | 1.8922 | 0.2587 | 1.4741 | 2 | 2022-01-01 | NG | SFNGSlab | 0.34 | 1.8922 | 0.2587 | 1.4741 | 2 | 2022-01-01 | NG | SFNGSlab | 0.34 | 1.8922 | 0.2587 | 1.4741 | 2 | 2022-01-01 | NG | SFNGSlab | 0.34 | 1.8922 | 0.2587 | 1.4741 | 2 | 2022-01-01 | NG | SFNGSlab | 0.34 | 1.8922 | 0.2587 | 1.4741 | 2 | 2022-01-01 | NG | SFNGSlab | 0.34 | 1.8922 | 0.2587 | 1.4741 | 2 | 2022-01-01 | NG | SFNGSlab | 0.34 | 1.8922 | 0.2587 | 1.4741 | 2 | 2022-01-01 | NG | SFNGSlab | 0.34 | 1.8922 | 0.2587 | 1.4741 | 2 | 2022-01-01 | NG | SFNGSlab | 0.34 | 1.8922 | 0.2587 | 1.4741 | 2 | 2022-01-01 | NG | SFNGSlab | 0.34 | 1.8922 | 0.2587 | 1.4741 | 2 | 2022-01-01 | NG | SFNGSlab | 0.34 | 1.8922 | 0.2587 | 1.4741 | 2 | 2022-01-01 | NG | SFNGSlab | 0.34 | 1.8922 | 0.2587 | 1.4741 | 2 | 2022-01-01 | NG | SFNGSlab | 0.34 | 1.8922 | 0.2587 | 1.4741 | 2 | 2022-01-01 | NG | SFNGSlab | 0.34 | 1.8922 | 0.2587 | 1.4741 | 2 | 2022-01-01 | NG | SFNGSlab | 0.34 | 1.8922 | 0.2587 | 1.4741 | 2 | 2022-01-01 | NG | SFNGSlab | 0.34 | 1.8922 | 0.2587 | 1.4741 | 2 | 2022-01-01 | NG | SFNGSlab | 0.34 | 1.8922 | 0.2587 | 1.4741 | 2 | 2022-01-01 | NG | SFNGSlab | 0.34 | 1.8922 | 0.2587 | 1.4741 | 2 | 2022-01-01 | NG | SFNGSlab | 0.34 | 1.8922 | 0.2587 | 1.4741 | 2 | 2022-01-01 | NG | SFNGSlab | 0.34 | 1.8922 | 0.2587 | 1.4741 | 2 | 2022-01-01 | NG | SFNGSlab | 0.34 | 1.8922 | 0.2587 | 1.4741 | 2 | 2022-01-01 | NG | SFNGSlab | 0.34 | 1.8922 | 0.2587 | 1.4741 | 2 | 2022-01-01 | NG | SFNGSlab | 0.34 | 1.8922 | 0.2587 | 1.4741 | 2 | 2022-01-01 | NG | SFNGSlab | 0.34 | 1.8922 | 0.2587 | 1.4741 | 2 | 2022-01-01 | NG | SFNGSlab | 0.34 | 1.8922 | 0.2587 | 1.4741 | 2 | 2022-01-01 | NG | SFNGSlab | 0.34 | 1.8922 | 0.2587 | 1.4741 | 2 | 2022-01-01 | NG | SFNGSlab | 0.34 | 1.8922 | 0.2587 | 1.4741 | 2 | 2022-01-01 | NG | SFNGSlab | 0.34 | 1.8922 | 0.2587 | 1.4741 | 2 | 2022-01-01 | NG | SFNGSlab | 0.34 | 1.8922 | 0.2587 | 1.4741 | 2 | 2022-01-01 | NG | SFNGSlab | 0.34 | 1.8922 | 0.2587 | 1.4741 | 2 | 2022-01-01 | NG | SFNGSlab | 0.34 | 1.8922 | 0.2587 | 1.4741 | 2 | 2022-01-01 | NG | SFNGSlab | 0.34 | 1.8922 | 0.2587 | 1.4741 | 2 | 2022-01-01 | NG | SFNGSlab | 0.34 | 1.8922 | 0.2587 | 1.4741 | 2 | 2022-01-01 | NG | SFNGSlab | 0.34 | 1.8922 | 0.2587 | 1.4741 | 2 | 2022-01-01 | NG | SFNGSlab | 0.34 | 1.8922 | 0.2587 | 1.4741 | 2 | 2022-01-01 | NG | SFNGSlab | 0.34 | 1.8922 | 0.2587 | 1.4741 | 2 | 2022-01-01 | NG | SFNGSlab | 0.34 | 1.8922 | 0.2587 | 1.4741 | 2 | 2022-01-01 | NG | SFNGSlab | 0.34 | 1.8922 | 0.2587 | 1.4741 | 2 | 2022-01-01 | NG | SFNGSlab | 0.34 | 1.8922 | 0.2587 | 1.4741 | 2 | 2022-01-01 | NG | SFNGSlab | 0.34 | 1.8922 | 0.2587 | 1.4741 | 2 | 2022-01-01 | NG | SFNGSlab | 0.34 | 1.8922 | 0.2587 | 1.4741 | 2 | 2022-01-01 | NG | SFNGSlab | 0.34 | 1.8922 | 0.2587 | 1.4741 | 2 | 2022-01-01 | NG | SFNGSlab | 0.34 | 1.8922 | 0.2587 | 1.4741 | 2 | 2022-01-01 | NG | SFNGSlab | 0.34 | 1.8922 | 0.2587 | 1.4741 | 2 | 2022-01-01 | NG | SFNGSlab | 0.34 | 1.8922 | 0.2587 | 1.4741 | 2 | 2022-01-01 | NG | SFNGSlab | 0.34 | 1.8922 | 0.2587 | 1.4741 | 2 | 2022-01-01 | NG | SFNGSlab | 0.34 | 1.8922 | 0.2587 | 1.4741 | 2 | 2022-01-01 | NG | SFNGSlab | 0.34 | 1.8922 | 0.2587 | 1.4741 | 2 | 2022-01-01 | NG | SFNGSlab | 0.34 | 1.8922 | 0.2587 | 1.4741 | 2 | 2022-01-01 | NG | SFNGSlab | 0.34 | 1.8922 | 0.2587 | 1.4741 | 2 | 2022-01-01 | NG | SFNGSlab | 0.34 | 1.8922 | 0.2587 | 1.4741 | 2 | 2022-01-01 | NG | SFNGSlab | 0.34 | 1.8922 | 0.2587 | 1.4741 | 2 | 2022-01-01 | NG | SFNGSlab | 0.34 | 1.8922 | 0.2587 | 1.4741 | 2 | 2022-01-01 | NG | SFNGSlab | 0.34 | 1.8922 | 0.2587 | 1.4741 | 2 | 2022-01-01 | NG | SFNGSlab | 0.34 | 1.8922 | 0.2587 | 1.4741 | 2 | 2022-01-01 | NG | SFNGSlab | 0.34 | 1.8922 | 0.2587 | 1.4741 | 2 | 2022-01-01 | NG | SFNGSlab | 0.34 | 1.8922 | 0.2587 | 1.4741 | 2 | 2022-01-01 | NG | SFNGSlab | 0.34 | 1.8922 | 0.2587 | 1.4741 | 2 | 2022-01-01 | NG | SFNGSlab | 0.34 | 1.8922 | 0.2587 | 1.4741 | 2 | 2022-01-01 | NG | SFNGSlab | 0.34 | 1.8922 | 0.2587 | 1.4741 | 2 | 2022-01-01 | NG | SFNGSlab | 0.34 | 1.8922 | 0.2587 | 1.4741 | 2 | 2022-01-01 | NG | SFNGSlab | 0.34 | 1.8922 | 0.2587 | 1.4741 | 2 | 2022-01-01 | NG | SFNGSlab | 0.34 | 1.8922 | 0.2587 | 1.4741 | 2 | 2022-01-01 | NG | SFNGSlab | 0.34 | 1.8922 | 0.2587 | 1.4741 | 2 | 2022-01-01 | NG | SFNGSlab | 0.34 | 1.8922 | 0.2587 | 1.4741 | 2 | 2022-01-01 | NG | SFNGSlab | 0.34 | 1.8922 | 0.2587 | 1.4741 | 2 | 2022-01-01 | NG | SFNGSlab | 0.34 | 1.8922 | 0.2587 | 1.4741 | 2 | 2022-01-01 | NG | SFNGSlab | 0.34 | 1.8922 | 0.2587 | 1.4741 | 2 | 2022-01-01 | NG | SFNGSlab | 0.34 | 1.8922 | 0.2587 | 1.4741 | 2 | 2022-01-01 | NG | SFNGSlab | 0.34 | 1.8922 | 0.2587 | 1.4741 | 2 | 2022-01-01 | NG | SFNGSlab | 0.34 | 1.8922 | 0.2587 | 1.4741 | 2 | 2022-01-01 | NG | SFNGSlab | 0.34 | 1.8922 | 0.2587 | 1.4741 | 2 | 2022-01-01 | NG | SFNGSlab | 0.34 | 1.8922 | 0.2587 | 1.4741 | 2 | 2022-01-01 | NG | SFNGSlab | 0.34 | 1.8922 | 0.2587 | 1.4741 | 2 | 2022-01-01 | NG | SFNGSlab | 0.34 | 1.8922 | 0.2587 | 1.4741 | 2 | 2022-01-01 | NG | SFNGSlab | 0.34 | 1.8922 | 0.2587 | 1.4741 | 2 | 2022-01-01 | NG | SFNGSlab | 0.34 | 1.8922 | 0.2587 | 1.4741 | 2 | 2022-01-01 | NG | SFNGSlab | 0.34 | 1.8922 | 0.2587 | 1.4741 | 2 | 2022-01-01 | NG | SFNGSlab | 0.34 | 1.8922 | 0.2587 | 1.4741 | 2 | 2022-01-01 | NG | SFNGSlab | 0.34 | 1.8922 | 0.2587 | 1.4741 | 2 | 2022-01-01 | NG | SFNGSlab | 0.34 | 1.8922 | 0.2587 | 1.4741 | 2 | 2022-01-01 | NG | SFNGSlab | 0.34 | 1.8922 | 0.2587 | 1.4741 | 2 | 2022-01-01 | NG | SFNGSlab | 0.34 | 1.8922 | 0.2587 | 1.4741 | 2 | 2022-01-01 | NG | SFNGSlab | 0.34 | 1.8922 | 0.2587 | 1.4741 | 2 | 2022-01-01 | NG | SFNGSlab | 0.34 | 1.8922 | 0.2587 | 1.4741 | 2 | 2022-01-01 | NG | SFNGSlab | 0.34 | 1.8922 | 0.2587 | 1.4741 | 2 | 2022-01-01 | NG | SFNGSlab | 0.34 | 1.8922 | 0.2587 | 1.4741 | 2 | 2022-01-01 | NG | SFNGSlab | 0.34 | 1.8922 | 0.2587 | 1.4741 | 2 | 2022-01-01 | NG | SFNGSlab | 0.34 | 1.8922 | 0.2587 | 1.4741 | 2 | 2022-01-01 | NG | SFNGSlab | 0.34 | 1.8922 | 0.2587 | 1.4741 | 2 | 2022-01-01 | NG | SFNGSlab | 0.34 | 1.8922 | 0.2587 | 1.4741 | 2 | 2022-01-01 | NG | SFNGSlab | 0.34 | 1.8922 | 0.2587 | 1.4741 | 2 | 2022-01-01 | NG | SFNGSlab | 0.34 | 1.8922 | 0.2587 | 1.4741 | 2 | 2022-01-01 | NG | SFNGSlab | 0.34 | 1.8922 | 0.2587 | 1.4741 | 2 | 2022-01-01 | NG | SFNGSlab | 0.34 | 1.8922 | 0.2587 | 1.4741 | 2 | 2022-01-01 | NG | SFNGSlab | 0.34 | 1.8922 | 0.2587 | 1.4741 | 2 | 2022-01-01 | NG | SFNGSlab | 0.34 | 1.8922 | 0.2587 | 1.4741 | 2 | 2022-01-01 | NG | SFNGSlab | 0.34 | 1.8922 | 0.2587 | 1.4741 | 2 | 2022-01-01 | NG | SFNGSlab | 0.34 | 1.8922 | 0.2587 | 1.4741 | 2 | 2022-01-01 | NG | SFNGSlab | 0.34 | 1.8922 | 0.2587 | 1.4741 | 2 | 2022-01-01 | NG | SFNGSlab | 0.34 | 1.8922 | 0.2587 | 1.4741 | 2 | 2022-01-01 | NG | SFNGSlab | 0.34 | 1.8922 | 0.2587 | 1.4741 | 2 | 2022-01-01 | NG | SFNGSlab | 0.34 | 1.8922 | 0.2587 | 1.4741 | 2 | 2022-01-01 | NG | SFNGSlab | 0.34 | 1.8922 | 0.2587 | 1.4741 | 2 | 2022-01-01 | NG | SFNGSlab | 0.34 | 1.8922 | 0.2587 | 1.4741 | 2 | 2022-01-01 | NG | SFNGSlab | 0.34 | 1.8922 | 0.2587 | 1.4741 | 2 | 2022-01-01 | NG | SFNGSlab | 0.34 | 1.8922 | 0.2587 | 1.4741 | 2 | 2022-01-01 | NG | SFNGSlab | 0.34 | 1.8922 | 0.2587 | 1.4741 | 2 | 2022-01-01 | NG | SFNGSlab | 0.34 | 1.8922 | 0.2587 | 1.4741 | 2 | 2022-01-01 | NG | SFNGSlab | 0.34 | 1.8922 | 0.2587 | 1.4741 | 2 | 2022-01-01 | NG | SFNGSlab | 0.34 | 1.8922 | 0.2587 | 1.4741 | 2 | 2022-01-01 | NG | SFNGSlab | 0.34 | 1.8922 | 0.2587 | 1.4741 | 2 | 2022-01-01 | NG | SFNGSlab | 0.34 | 1.8922 | 0.2587 | 1.4741 | 2 | 2022-01-01 | NG | SFNGSlab | 0.34 | 1.8922 | 0.2587 | 1.4741 | 2 | 2022-01-01 | NG | SFNGSlab | 0.34 | 1.8922 | 0.2587 | 1.4741 | 2 | 2022-01-01 | NG | SFNGSlab | 0.34 | 1.8922 | 0.2587 | 1.4741 | 2 | 2022-01-01 | NG | SFNGSlab | 0.34 | 1.8922 | 0.2587 | 1.4741 | 2 | 2022-01-01 | NG | SFNGSlab | 0.34 | 1.8922 | 0.2587 | 1.4741 | 2 | 2022-01-01 | NG | SFNGSlab | 0.34 | 1.8922 | 0.2587 | 1.4741 | 2 | 2022-01-01 | NG | SFNGSlab | 0.34 | 1.8922 | 0.2587 | 1.4741 | 2 | 2022-01-01 | NG | SFNGSlab | 0.34 | 1.8922 | 0.2587 | 1.4741 | 2 | 2022-01-01 | NG | SFNGSlab | 0.34 | 1.8922 | 0.2587 | 1.4741 | 2 | 2022-01-01 | NG | SFNGSlab | 0.34 | 1.8922 | 0.2587 | 1.4741 | 2 | 2022-01-01 | NG | SFNGSlab | 0.34 | 1.8922 | 0.2587 | 1.4741 | 2 | 2022-01-01 | NG | SFNGSlab | 0.34 | 1.8922 | 0.2587 | 1.4741 | 2 | 2022-01-01 | NG | SFNGSlab | 0.34 | 1.8922 | 0.2587 | 1.4741 | 2 | 2022-01-01 | NG | SFNGSlab | 0.34 | 1.8922 | 0.2587 | 1.4741 | 2 | 2022-01-01 | NG | SFNGSlab | 0.34 | 1.8922 | 0.2587 | 1.4741 | 2 | 2022-01-01 | NG | SFNGSlab | 0.34 | 1.8922 | 0.2587 | 1.4741 | 2 | 2022-01-01 | NG | SFNGSlab | 0.34 | 1.8922 | 0.2587 | 1.4741 | 2 | 2022-01-01 | NG | SFNGSlab | 0.34 | 1.8922 | 0.2587 | 1.4741 | 2 | 2022-01-01 | NG | SFNGSlab | 0.34 | 1.8922 | 0.2587 | 1.4741 | 2 | 2022-01-01 | NG | SFNGSlab | 0.34 | 1.8922 | 0.2587 | 1.4741 | 2 | 2022-01-01 | NG | SFNGSlab | 0.34 | 1.8922 | 0.2587 | 1.4741 | 2 | 2022-01-01 | NG | SFNGSlab | 0.34 | 1.8922 | 0.2587 | 1.4741 | 2 | 2022-01-01 | NG | SFNGSlab | 0.34 | 1.8922 | 0.2587 | 1.4741 | 2 | 2022-01-01 | NG | SFNGSlab | 0.34 | 1.8922 | 0.2587 | 1.4741 | 2 | 2022-01-01 | NG | SFNGSlab | 0.34 | 1.8922 | 0.2587 | 1.4741 | 2 | 2022-01-01 | NG | SFNGSlab | 0.34 | 1.8922 | 0.2587 | 1.4741 | 2 | 2022-01-01 | NG | SFNGSlab | 0.34 | 1.8922 | 0.2587 | 1.4741 | 2 | 2022-01-01 | NG | SFNGSlab | 0.34 | 1.8922 | 0.2587 | 1.4741 | 2 | 2022-01-01 | NG | SFNGSlab | 0.34 | 1.8922 | 0.2587 | 1.4741 | 2 | 2022-01-01 | NG | SFNGSlab | 0.34 | 1.8922 | 0.2587 | 1.4741 | 2 | 2022-01-01 | NG | SFNGSlab | 0.34 | 1.8922 | 0.2587 | 1.4741 | 2 | 2022-01-01 | NG | SFNGSlab | 0.34 | 1.8922 | 0.2587 | 1.4741 | 2 | 2022-01-01 | NG | SFNGSlab | 0.34 | 1.8922 | 0.2587 | 1.4741 | 2 | 2022-01-01 | NG | SFNGSlab | 0.34 | 1.8922 | 0.2587 | 1.4741 | 2 | 2022-01-01 | NG | SFNGSlab | 0.34 | 1.8922 | 0.2587 | 1.4741 | 2 | 2022-01-01 | NG | SFNGSlab | 0.34 | 1.8922 | 0.2587 | 1.4741 | 2 | 2022-01-01 | NG | SFNGSlab | 0.34 | 1.8922 | 0.2587 | 1.4741 | 2 | 2022-01-01 | NG | SFNGSlab | 0.34 | 1.8922 | 0.2587 | 1.4741 | 2 | 2022-01-01 | NG | SFNGSlab | 0.34 | 1.8922 | 0.2587 | 1.4741 | 2 | 2022-01-01 | NG | SFNGSlab | 0.34 | 1.8922 | 0.2587 | 1.4741 | 2 | 2022-01-01 | NG | SFNGSlab | 0.34 | 1.8922 | 0.2587 | 1.4741 | 2 | 2022-01-01 | NG | SFNGSlab | 0.34 | 1.8922 | 0.2587 | 1.4741 | 2 | 2022-01-01 | NG | SFNGSlab | 0.34 | 1.8922 | 0.2587 | 1.4741 | 2 | 2022-01-01 | NG | SFNGSlab | 0.34 | 1.8922 | 0.2587 | 1.4741 | 2 | 2022-01-01 | NG | SFNGSlab | 0.34 | 1.8922 | 0.2587 | 1.4741 | 2 | 2022-01-01 | NG | SFNGSlab | 0.34 | 1.8922 | 0.2587 | 1.4741 | 2 | 2022-01-01 | NG | SFNGSlab | 0.34 | 1.8922 | 0.2587 | 1.4741 | 2 | 2022-01-01 | NG | SFNGSlab | 0.34 | 1.8922 | 0.2587 | 1.4741 | 2 | 2022-01-01 | NG | SFNGSlab | 0.34 | 1.8922 | 0.2587 | 1.4741 | 2 | 2022-01-01 | NG | SFNGSlab | 0.34 | 1.8922 | 0.2587 | 1.4741 | 2 | 2022-01-01 | NG | SFNGSlab | 0.34 | 1.8922 | 0.2587 | 1.4741 | 2 | 2022-01-01 | NG | SFNGSlab | 0.34 | 1.8922 | 0.2587 | 1.4741 | 2 | 2022-01-01 | NG | SFNGSlab | 0.34 | 1.8922 | 0.2587 | 1.4741 | 2 | 2022-01-01 | NG | SFNGSlab | 0.34 | 1.8922 | 0.2587 | 1.4741 | 2 | 2022-01-01 | NG | SFNGSlab | 0.34 | 1.8922 | 0.2587 | 1.4741 | 2 | 2022-01-01 | NG | SFNGSlab | 0.34 | 1.8922 | 0.2587 | 1.4741 | 2 | 2022-01-01 | NG | SFNGSlab | 0.34 | 1.8922 | 0.2587 | 1.4741 | 2 | 2022-01-01 | NG | SFNGSlab | 0.34 | 1.8922 | 0.2587 | 1.4741 | 2 | 2022-01-01 | NG | SFNGSlab | 0.34 | 1.8922 | 0.2587 | 1.4741 | 2 | 2022-01-01 | NG | SFNGSlab | 0.34 | 1.8922 | 0.2587 | 1.4741 | 2 | 2022-01-01 | NG | SFNGSlab | 0.34 | 1.8922 | 0.2587 | 1.4741 | 2 | 2022-01-01 | NG | SFNGSlab | 0.34 | 1.8922 | 0.2587 | 1.4741 | 2 | 2022-01-01 | NG | SFNGSlab | 0.34 | 1.8922 | 0.2587 | 1.4741 | 2 | 2022-01-01 | NG | SFNGSlab | 0.34 | 1.8922 | 0.2587 | 1.4741 | 2 | 2022-01-01 | NG | SFNGSlab | 0.34 | 1.8922 | 0.2587 | 1.4741 | 2 | 2022-01-01 | NG | SFNGSlab | 0.34 | 1.8922 | 0.2587 | 1.4741 | 2 | 2022-01-01 | NG | SFNGSlab | 0.34 | 1.8922 | 0.2587 | 1.4741 | 2 | 2022-01-01 | NG | SFNGSlab | 0.34 | 1.8922 | 0.2587 | 1.4741 | 2 | 2022-01-01 | NG | SFNGSlab | 0.34 | 1.8922 | 0.2587 | 1.4741 | 2 | 2022-01-01 | NG | SFNGSlab | 0.34 | 1.8922 | 0.2587 | 1.4741 | 2 | 2022-01-01 | NG | SFNGSlab | 0.34 | 1.8922 | 0.2587 | 1.4741 | 2 | 2022-01-01 | NG | SFNGSlab | 0.34 | 1.8922 | 0.2587 | 1.4741 | 2 | 2022-01-01 | NG | SFNGSlab | 0.34 | 1.8922 | 0.2587 | 1.4741 | 2 | 2022-01-01 | NG | SFNGSlab | 0.34 | 1.8922 | 0.2587 | 1.4741 | 2 | 2022-01-01 | NG | SFNGSlab | 0.34 | 1.8922 | 0.2587 | 1.4741 | 2 | 2022-01-01 | NG | SFNGSlab | 0.34 | 1.8922 | 0.2587 | 1.4741 | 2 | 2022-01-01 | NG | SFNGSlab | 0.34 | 1.8922 | 0.2587 | 1.4741 | 2 | 2022-01-01 | NG | SFNGSlab | 0.34 | 1.8922 | 0.2587 | 1.4741 | 2 | 2022-01-01 | NG | SFNGSlab | 0.34 | 1.8922 | 0.2587 | 1.4741 | 2 | 2022-01-01 | NG | SFNGSlab | 0.34 | 1.8922 | 0.2587 | 1.4741 | 2 | 2022-01-01 | NG | SFNGSlab | 0.34 | 1.8922 | 0.2587 | 1.4741 | 2 | 2022-01-01 | NG | SFNGSlab | 0.34 | 1.8922 | 0.2587 | 1.4741 | 2 | 2022-01-01 | NG | SFNGSlab | 0.34 | 1.8922 | 0.2587 | 1.4741 | 2 | 2022-01-01 | NG | SFNGSlab | 0.34 | 1.8922 | 0.2587 | 1.4741 | 2 | 2022-01-01 | NG | SFNGSlab | 0.34 | 1.8922 | 0.2587 | 1.4741 | 2 | 2022-01-01 | NG | SFNGSlab | 0.34 | 1.8922 | 0.2587 | 1.4741 | 2 | 2022-01-01 | NG | SFNGSlab | 0.34 | 1.8922 | 0.2587 | 1.4741 | 2 | 2022-01-01 | NG | SFNGSlab | 0.34 | 1.8922 | 0.2587 | 1.4741 | 2 | 2022-01-01 | NG | SFNGSlab | 0.34 | 1.8922 | 0.2587 | 1.4741 | 2 | 2022-01-01 | NG | SFNGSlab | 0.34 | 1.8922 | 0.2587 | 1.4741 | 2 | 2022-01-01 | NG | SFNGSlab | 0.34 | 1.8922 | 0.2587 | 1.4741 | 2 | 2022-01-01 | NG | SFNGSlab | 0.34 | 1.8922 | 0.2587 | 1.4741 | 2 | 2022-01-01 | NG | SFNGSlab | 0.34 | 1.8922 | 0.2587 | 1.4741 | 2 | 2022-01-01 | NG | SFNGSlab | 0.34 | 1.8922 | 0.2587 | 1.4741 | 2 | 2022-01-01 | NG | SFNGSlab | 0.34 | 1.8922 | 0.2587 | 1.4741 | 2 | 2022-01-01 | NG | SFNGSlab | 0.34 | 1.8922 | 0.2587 | 1.4741 | 2 | 2022-01-01 | NG | SFNGSlab | 0.34 | 1.8922 | 0.2587 | 1.4741 | 2 | 2022-01-01 | NG | SFNGSlab | 0.34 | 1.8922 | 0.2587 | 1.4741 | 2 | 2022-01-01 | NG | SFNGSlab | 0.34 | 1.8922 | 0.2587 | 1.4741 | 2 | 2022-01-01 | NG | SFNGSlab | 0.34 | 1.8922 | 0.2587 | 1.4741 | 2 | 2022-01-01 | NG | SFNGSlab | 0.34 | 1.8922 | 0.2587 | 1.4741 | 2 | 2022-01-01 | NG | SFNGSlab | 0.34 | 1.8922 | 0.2587 | 1.4741 | 2 | 2022-01-01 | NG | SFNGSlab | 0.34 | 1.8922 | 0.2587 | 1.4741 | 2 | 2022-01-01 | NG | SFNGSlab | 0.34 | 1.8922 | 0.2587 | 1.4741 | 2 | 2022-01-01 | NG | SFNGSlab | 0.34 | 1.8922 | 0.2587 | 1.4741 | 2 | 2022-01-01 | NG | SFNGSlab | 0.34 | 1.8922 | 0.2587 | 1.4741 | 2 | 2022-01-01 | NG | SFNGSlab | 0.34 | 1.8922 | 0.2587 | 1.4741 | 2 | 2022-01-01 | NG | SFNGSlab | 0.34 | 1.8922 | 0.2587 | 1.4741 | 2 | 2022-01-01 | NG | SFNGSlab | 0.34 | 1.8922 | 0.2587 | 1.4741 | 2 | 2022-01-01 | NG | SFNGSlab | 0.34 | 1.8922 | 0.2587 | 1.4741 | 2 | 2022-01-01 | NG | SFNGSlab | 0.34 | 1.8922 | 0.2587 | 1.4741 | 2 | 2022-01-01 | NG | SFNGSlab | 0.34 | 1.8922 | 0.2587 | 1.4741 | 2 | 2022-01-01 | NG | SFNGSlab | 0.34 | 1.8922 | 0.2587 | 1.4741 | 2 | 2022-01-01 | NG | SFNGSlab | 0.34 | 1.8922 | 0.2587 | 1.4741 | 2 | 2022-01-01 | NG | SFNGSlab | 0.34 | 1.8922 | 0.2587 | 1.4741 | 2 | 2022-01-01 | NG | SFNGSlab | 0.34 | 1.8922 | 0.2587 | 1.4741 | 2 | 2022-01-01 | NG | SFNGSlab | 0.34 | 1.8922 | 0.2587 | 1.4741 | 2 | 2022-01-01 | NG | SFNGSlab | 0.34 | 1.8922 | 0.2587 | 1.4741 | 2 | 2022-01-01 | NG | SFNGSlab | 0.34 | 1.8922 | 0.2587 | 1.4741 | 2 | 2022-01-01 | NG | SFNGSlab | 0.34 | 1.8922 | 0.2587 | 1.4741 | 2 | 2022-01-01 | NG | SFNGSlab | 0.34 | 1.8922 | 0.2587 | 1.4741 | 2 | 2022-01-01 | NG | SFNGSlab | 0.34 | 1.8922 | 0.2587 | 1.4741 | 2 | 2022-01-01 | NG | SFNGSlab | 0.34 | 1.8922 | 0.2587 | 1.4741 | 2 | 2022-01-01 | NG | SFNGSlab | 0.34 | 1.8922 | 0.2587 | 1.4741 | 2 | 2022-01-01 | NG | SFNGSlab | 0.34 | 1.8922 | 0.2587 | 1.4741 | 2 | 2022-01-01 | NG | SFNGSlab | 0.34 | 1.8922 | 0.2587 | 1.4741 | 2 | 2022-01-01 | NG | SFNGSlab | 0.34 | 1.8922 | 0.2587 | 1.4741 | 2 | 2022-01-01 | NG | SFNGSlab | 0.34 | 1.8922 | 0.2587 | 1.4741 | 2 | 2022-01-01 | NG | SFNGSlab | 0.34 | 1.8922 | 0.2587 | 1.4741 | 2 | 2022-01-01 | NG | SFNGSlab | 0.34 | 1.8922 | 0.2587 | 1.4741 | 2 | 2022-01-01 | NG | SFNGSlab | 0.34 | 1.8922 | 0.2587 | 1.4741 | 2 | 2022-01-01 | NG | SFNGSlab | 0.34 | 1.8922 | 0.2587 | 1.4741 | 2 | 2022-01-01 | NG | SFNGSlab | 0.34 | 1.8922 | 0.2587 | 1.4741 | 2 | 2022-01-01 | NG | SFNGSlab | 0.34 | 1.8922 | 0.2587 | 1.4741 | 2 | 2022-01-01 | NG | SFNGSlab | 0.34 | 1.8922 | 0.2587 | 1.4741 | 2 | 2022-01-01 | NG | SFNGSlab | 0.34 | 1.8922 | 0.2587 | 1.4741 | 2 | 2022-01-01 | NG | SFNGSlab | 0.34 | 1.8922 | 0.2587 | 1.4741 | 2 | 2022-01-01 | NG | SFNGSlab | 0.34 | 1.8922 | 0.2587 | 1.4741 | 2 | 2022-01-01 | NG | SFNGSlab | 0.34 | 1.8922 | 0.2587 | 1.4741 | 2 | 2022-01-01 | NG | SFNGSlab | 0.34 | 1.8922 | 0.2587 | 1.4741 | 2 | 2022-01-01 | NG | SFNGSlab | 0.34 | 1.8922 | 0.2587 | 1.4741 | 2 | 2022-01-01 | NG | SFNGSlab | 0.34 | 1.8922 | 0.2587 | 1.4741 | 2 | 2022-01-01 | NG | SFNGSlab | 0.34 | 1.8922 | 0.2587 | 1.4741 | 2 | 2022-01-01 | NG | SFNGSlab | 0.34 | 1.8922 | 0.2587 | 1.4741 | 2 | 2022-01-01 | NG | SFNGSlab | 0.34 | 1.8922 | 0.2587 | 1.4741 | 2 | 2022-01-01 | NG | SFNGSlab | 0.34 | 1.8922 | 0.2587 | 1.4741 | 2 | 2022-01-01 | NG | SFNGSlab | 0.34 | 1.8922 | 0.2587 | 1.4741 | 2 | 2022-01-01 | NG | SFNGSlab | 0.34 | 1.8922 | 0.2587 | 1.4741 | 2 | 2022-01-01 | NG | SFNGSlab | 0.34 | 1.8922 | 0.2587 | 1.4741 | 2 | 2022-01-01 | NG | SFNGSlab | 0.34 | 1.8922 | 0.2587 | 1.4741 | 2 | 2022-01-01 | NG | SFNGSlab | 0.34 | 1.8922 | 0.2587 | 1.4741 | 2 | 2022-01-01 | NG | SFNGSlab | 0.34 | 1.8922 | 0.2587 | 1.4741 | 2 | 2022-01-01 | NG | SFNGSlab | 0.34 | 1.8922 | 0.2587 | 1.4741 | 2 | 2022-01-01 | NG | SFNGSlab | 0.34 | 1.8922 | 0.2587 | 1.4741 | 2 | 2022-01-01 | NG | SFNGSlab | 0.34 | 1.8922 | 0.2587 | 1.4741 | 2 | 2022-01-01 | NG | SFNGSlab | 0.34 | 1.8922 | 0.2587 | 1.4741 | 2 | 2022-01-01 | NG | SFNGSlab | 0.34 | 1.8922 | 0.2587 | 1.4741 | 2 | 2022-01-01 | NG | SFNGSlab | 0.34 | 1.8922 | 0.2587 | 1.4741 | 2 | 2022-01-01 | NG | SFNGSlab | 0.34 | 1.8922 | 0.2587 | 1.4741 | 2 | 2022-01-01 | NG | SFNGSlab | 0.34 | 1.8922 | 0.2587 | 1.4741 | 2 | 2022-01-01 | NG | SFNGSlab | 0.34 | 1.8922 | 0.2587 | 1.4741 | 2 | 2022-01-01 | NG | SFNGSlab | 0.34 | 1.8922 | 0.2587 | 1.4741 | 2 | 2022-01-01 | NG | SFNGSlab | 0.34 | 1.8922 | 0.2587 | 1.4741 | 2 | 2022-01-01 | NG | SFNGSlab | 0.34 | 1.8922 | 0.2587 | 1.4741 | 2 | 2022-01-01 | NG | SFNGSlab | 0.34 | 1.8922 | 0.2587 | 1.4741 | 2 | 2022-01-01 | NG | SFNGSlab | 0.34 | 1.8922 | 0.2587 | 1.4741 | 2 | 2022-01-01 | NG | SFNGSlab | 0.34 | 1.8922 | 0.2587 | 1.4741 | 2 | 2022-01-01 | NG | SFNGSlab | 0.34 | 1.8922 | 0.2587 | 1.4741 | 2 | 2022-01-01 | NG | SFNGSlab | 0.34 | 1.8922 | 0.2587 | 1.4741 | 2 | 2022-01-01 | NG | SFNGSlab | 0.34 | 1.8922 | 0.2587 | 1.4741 | 2 | 2022-01-01 | NG | SFNGSlab | 0.34 | 1.8922 | 0.2587 | 1.4741 | 2 | 2022-01-01 | NG | SFNGSlab | 0.34 | 1.8922 | 0.2587 | 1.4741 | 2 | 2022-01-01 | NG | SFNGSlab | 0.34 | 1.8922 | 0.2587 | 1.4741 | 2 | 2022-01-01 | NG | SFNGSlab | 0.34 | 1.8922 | 0.2587 | 1.4741 | 2 | 2022-01-01 | NG | SFNGSlab | 0.34 | 1.8922 | 0.2587 | 1.4741 | 2 | 2022-01-01 | NG | SFNGSlab | 0.34 | 1.8922 | 0.2587 | 1.4741 | 2 | 2022-01-01 | NG | SFNGSlab | 0.34 | 1.8922 | 0.2587 | 1.4741 | 2 | 2022-01-01 | NG | SFNGSlab | 0.34 | 1.8922 | 0.2587 | 1.4741 | 2 | 2022-01-01 | NG | SFNGSlab | 0.34 | 1.8922 | 0.2587 | 1.4741 | 2 | 2022-01-01 | NG | SFNGSlab | 0.34 | 1.8922 | 0.2587 | 1.4741 | 2 | 2022-01-01 | NG | SFNGSlab | 0.34 | 1.8922 | 0.2587 | 1.4741 | 2 | 2022-01-01 | NG | SFNGSlab | 0.34 | 1.8922 | 0.2587 | 1.4741 | 2 | 2022-01-01 | NG | SFNGSlab | 0.34 | 1.8922 | 0.2587 | 1.4741 | 2 | 2022-01-01 | NG | SFNGSlab | 0.34 | 1.8922 | 0.2587 | 1.4741 | 2 | 2022-01-01 | NG | SFNGSlab | 0.34 | 1.8922 | 0.2587 | 1.4741 | 2 | 2022-01-01 | NG | SFNGSlab | 0.34 | 1.8922 | 0.2587 | 1.4741 | 2 | 2022-01-01 | NG | SFNGSlab | 0.34 | 1.8922 | 0.2587 | 1.4741 | 2 | 2022-01-01 | NG | SFNGSlab | 0.34 | 1.8922 | 0.2587 | 1.4741 | 2 | 2022-01-01 | NG | SFNGSlab | 0.34 | 1.8922 | 0.2587 | 1.4741 | 2 | 2022-01-01 | NG | SFNGSlab | 0.34 | 1.8922 | 0.2587 | 1.4741 | 2 | 2022-01-01 | NG | SFNGSlab | 0.34 | 1.8922 | 0.2587 | 1.4741 | 2 | 2022-01-01 | NG | SFNGSlab | 0.34 | 1.8922 | 0.2587 | 1.4741 | 2 | 2022-01-01 | NG | SFNGSlab | 0.34 | 1.8922 | 0.2587 | 1.4741 | 2 | 2022-01-01 | NG | SFNGSlab | 0.34 | 1.8922 | 0.2587 | 1.4741 | 2 | 2022-01-01 | NG | SFNGSlab | 0.34 | 1.8922 | 0.2587 | 1.4741 | 2 | 2022-01-01 | NG | SFNGSlab | 0.34 | 1.8922 | 0.2587 | 1.4741 | 2 | 2022-01-01 | NG | SFNGSlab | 0.34 | 1.8922 | 0.2587 | 1.4741 | 2 | 2022-01-01 | NG | SFNGSlab | 0.34 | 1.8922 | 0.2587 | 1.4741 | 2 | 2022-01-01 | NG | SFNGSlab | 0.34 | 1.8922 | 0.2587 | 1.4741 | 2 | 2022-01-01 | NG | SFNGSlab | 0.34 | 1.8922 | 0.2587 | 1.4741 | 2 | 2022-01-01 | NG | SFNGSlab | 0.34 | 1.8922 | 0.2587 | 1.4741 | 2 | 2022-01-01 | NG | SFNGSlab | 0.34 | 1.8922 | 0.2587 | 1.4741 | 2 | 2022-01-01 | NG | SFNGSlab | 0.34 | 1.8922 | 0.2587 | 1.4741 | 2 | 2022-01-01 | NG | SFNGSlab | 0.34 | 1.8922 | 0.2587 | 1.4741 | 2 | 2022-01-01 | NG | SFNGSlab | 0.34 | 1.8922 | 0.2587 | 1.4741 | 2 | 2022-01-01 | NG | SFNGSlab | 0.34 | 1.8922 | 0.2587 | 1.4741 | 2 | 2022-01-01 | NG | SFNGSlab | 0.34 | 1.8922 | 0.2587 | 1.4741 | 2 | 2022-01-01 | NG | SFNGSlab | 0.34 | 1.8922 | 0.2587 | 1.4741 | 2 | 2022-01-01 | NG | SFNGSlab | 0.34 | 1.8922 | 0.2587 | 1.4741 | 2 | 2022-01-01 | NG | SFNGSlab | 0.34 | 1.8922 | 0.2587 | 1.4741 | 2 | 2022-01-01 | NG | SFNGSlab | 0.34 | 1.8922 | 0.2587 | 1.4741 | 2 | 2022-01-01 | NG | SFNGSlab | 0.34 | 1.8922 | 0.2587 | 1.4741 | 2 | 2022-01-01 | NG | SFNGSlab | 0.34 | 1.8922 | 0.2587 | 1.4741 | 2 | 2022-01-01 | NG | SFNGSlab | 0.34 | 1.8922 | 0.2587 | 1.4741 | 2 | 2022-01-01 | NG | SFNGSlab | 0.34 | 1.8922 | 0.2587 | 1.4741 | 2 | 2022-01-01 | NG | SFNGSlab | 0.34 | 1.8922 | 0.2587 | 1.4741 | 2 | 2022-01-01 | NG | SFNGSlab | 0.34 | 1.8922 | 0.2587 | 1.4741 | 2 | 2022-01-01 | NG | SFNGSlab | 0.34 | 1.8922 | 0.2587 | 1.4741 | 2 | 2022-01-01 | NG | SFNGSlab | 0.34 | 1.8922 | 0.2587 | 1.4741 | 2 | 2022-01-01 | NG | SFNGSlab | 0.34 | 1.8922 | 0.2587 | 1.4741 | 2 | 2022-01-01 | NG | SFNGSlab | 0.34 | 1.8922 | 0.2587 | 1.4741 | 2 | 2022-01-01 | NG | SFNGSlab | 0.34 | 1.8922 | 0.2587 | 1.4741 | 2 | 2022-01-01 | NG | SFNGSlab | 0.34 | 1.8922 | 0.2587 | 1.4741 | 2 | 2022-01-01 | NG | SFNGSlab | 0.34 | 1.8922 | 0.2587 | 1.4741 | 2 | 2022-01-01 | NG | SFNGSlab | 0.34 | 1.8922 | 0.2587 | 1.4741 | 2 | 2022-01-01 | NG | SFNGSlab | 0.34 | 1.8922 | 0.2587 | 1.4741 | 2 | 2022-01-01 | NG | SFNGSlab | 0.34 | 1.8922 | 0.2587 | 1.4741 | 2 | 2022-01-01 | NG | SFNGSlab | 0.34 | 1.8922 | 0.2587 | 1.4741 | 2 | 2022-01-01 | NG | SFNGSlab | 0.34 | 1.8922 | 0.2587 | 1.4741 | 2 | 2022-01-01 | NG | SFNGSlab | 0.34 | 1.8922 | 0.2587 | 1.4741 | 2 | 2022-01-01 | NG | SFNGSlab | 0.34 | 1.8922 | 0.2587 | 1.4741 | 2 | 2022-01-01 | NG | SFNGSlab | 0.34 | 1.8922 | 0.2587 | 1.4741 | 2 | 2022-01-01 | NG | SFNGSlab | 0.34 | 1.8922 | 0.2587 | 1.4741 | 2 | 2022-01-01 | NG | SFNGSlab | 0.34 | 1.8922 | 0.2587 | 1.4741 | 2 | 2022-01-01 | NG | SFNGSlab | 0.34 | 1.8922 | 0.2587 | 1.4741 | 2 | 2022-01-01 | NG | SFNGSlab | 0.34 | 1.8922 | 0.2587 | 1.4741 | 2 | 2022-01-01 | NG | SFNGSlab | 0.34 | 1.8922 | 0.2587 | 1.4741 | 2 | 2022-01-01 | NG | SFNGSlab | 0.34 | 1.8922 | 0.2587 | 1.4741 | 2 | 2022-01-01 | NG | SFNGSlab | 0.34 | 1.8922 | 0.2587 | 1.4741 | 2 | 2022-01-01 | NG | SFNGSlab | 0.34 | 1.8922 | 0.2587 | 1.4741 | 2 | 2022-01-01 | NG | SFNGSlab | 0.34 | 1.8922 | 0.2587 | 1.4741 | 2 | 2022-01-01 | NG | SFNGSlab | 0.34 | 1.8922 | 0.2587 | 1.4741 | 2 | 2022-01-01 | NG | SFNGSlab | 0.34 | 1.8922 | 0.2587 | 1.4741 | 2 | 2022-01-01 | NG | SFNGSlab | 0.34 | 1.8922 | 0.2587 | 1.4741 | 2 | 2022-01-01 | NG | SFNGSlab | 0.34 | 1.8922 | 0.2587 | 1.4741 | 2 | 2022-01-01 | NG | SFNGSlab | 0.34 | 1.8922 | 0.2587 | 1.4741 | 2 | 2022-01-01 | NG | SFNGSlab | 0.34 | 1.8922 | 0.2587 | 1.4741 | 2 | 2022-01-01 | NG | SFNGSlab | 0.34 | 1.8922 | 0.2587 | 1.4741 | 2 | 2022-01-01 | NG | SFNGSlab | 0.34 | 1.8922 | 0.2587 | 1.4741 | 2 | 2022-01-01 | NG | SFNGSlab | 0.34 | 1.8922 | 0.2587 | 1.4741 | 2 | 2022-01-01 | NG | SFNGSlab | 0.34 | 1.8922 | 0.2587 | 1.4741 | 2 | 2022-01-01 | NG | SFNGSlab | 0.34 | 1.8922 | 0.2587 | 1.4741 | 2 | 2022-01-01 | NG | SFNGSlab | 0.34 | 1.8922 | 0.2587 | 1.4741 | 2 | 2022-01-01 | NG | SFNGSlab | 0.34 | 1.8922 | 0.2587 | 1.4741 | 2 | 2022-01-01 | NG | SFNGSlab | 0.34 | 1.8922 | 0.2587 | 1.4741 | 2 | 2022-01-01 | NG | SFNGSlab | 0.34 | 1.8922 | 0.2587 | 1.4741 | 2 | 2022-01-01 | NG | SFNGSlab | 0.34 | 1.8922 | 0.2587 | 1.4741 | 2 | 2022-01-01 | NG | SFNGSlab | 0.34 | 1.8922 | 0.2587 | 1.4741 | 2 | 2022-01-01 | NG | SFNGSlab | 0.34 | 1.8922 | 0.2587 | 1.4741 | 2 | 2022-01-01 | NG | SFNGSlab | 0.34 | 1.8922 | 0.2587 | 1.4741 | 2 | 2022-01-01 | NG | SFNGSlab | 0.34 | 1.8922 | 0.2587 | 1.4741 | 2 | 2022-01-01 | NG | SFNGSlab | 0.34 | 1.8922 | 0.2587 | 1.4741 | 2 | 2022-01-01 | NG | SFNGSlab | 0.34 | 1.8922 | 0.2587 | 1.4741 | 2 | 2022-01-01 | NG | SFNGSlab | 0.34 | 1.8922 | 0.2587 | 1.4741 | 2 | 2022-01-01 | NG | SFNGSlab | 0.34 | 1.8922 | 0.2587 | 1.4741 | 2 | 2022-01-01 | NG | SFNGSlab | 0.34 | 1.8922 | 0.2587 | 1.4741 | 2 | 2022-01-01 | NG | SFNGSlab | 0.34 | 1.8922 | 0.2587 | 1.4741 | 2 | 2022-01-01 | NG | SFNGSlab | 0.34 | 1.8922 | 0.2587 | 1.4741 | 2 | 2022-01-01 | NG | SFNGSlab | 0.34 | 1.8922 | 0.2587 | 1.4741 | 2 | 2022-01-01 | NG | SFNGSlab | 0.34 | 1.8922 | 0.2587 | 1.4741 | 2 | 2022-01-01 | NG | SFNGSlab | 0.34 | 1.8922 | 0.2587 | 1.4741 | 2 | 2022-01-01 | NG | SFNGSlab | 0.34 | 1.8922 | 0.2587 | 1.4741 | 2 | 2022-01-01 | NG | SFNGSlab | 0.34 | 1.8922 | 0.2587 | 1.4741 | 2 | 2022-01-01 | NG | SFNGSlab | 0.34 | 1.8922 | 0.2587 | 1.4741 | 2 | 2022-01-01 | NG | SFNGSlab | 0.34 | 1.8922 | 0.2587 | 1.4741 | 2 | 2022-01-01 | NG | SFNGSlab | 0.34 | 1.8922 | 0.2587 | 1.4741 | 2 | 2022-01-01 | NG | SFNGSlab | 0.34 | 1.8922 | 0.2587 | 1.4741 | 2 | 2022-01-01 | NG | SFNGSlab | 0.34 | 1.8922 | 0.2587 | 1.4741 | 2 | 2022-01-01 | NG | SFNGSlab | 0.34 | 1.8922 | 0.2587 | 1.4741 | 2 | 2022-01-01 | NG | SFNGSlab | 0.34 | 1.8922 | 0.2587 | 1.4741 | 2 | 2022-01-01 | NG | SFNGSlab | 0.34 | 1.8922 | 0.2587 | 1.4741 | 2 | 2022-01-01 | NG | SFNGSlab | 0.34 | 1.8922 | 0.2587 | 1.4741 | 2 | 2022-01-01 | NG | SFNGSlab | 0.34 | 1.8922 | 0.2587 | 1.4741 | 2 | 2022-01-01 | NG | SFNGSlab | 0.34 | 1.8922 | 0.2587 | 1.4741 | 2 | 2022-01-01 | NG | SFNGSlab | 0.34 | 1.8922 | 0.2587 | 1.4741 | 2 | 2022-01-01 | NG | SFNGSlab | 0.34 | 1.8922 | 0.2587 | 1.4741 | 2 | 2022-01-01 | NG | SFNGSlab | 0.34 | 1.8922 | 0.2587 | 1.4741 | 2 | 2022-01-01 | NG | SFNGSlab | 0.34 | 1.8922 | 0.2587 | 1.4741 | 2 | 2022-01-01 | NG | SFNGSlab | 0.34 | 1.8922 | 0.2587 | 1.4741 | 2 | 2022-01-01 | NG | SFNGSlab | 0.34 | 1.8922 | 0.2587 | 1.4741 | 2 | 2022-01-01 | NG | SFNGSlab | 0.34 | 1.8922 | 0.2587 | 1.4741 | 2 | 2022-01-01 | NG | SFNGSlab | 0.34 | 1.8922 | 0.2587 | 1.4741 | 2 | 2022-01-01 | NG | SFNGSlab | 0.34 | 1.8922 | 0.2587 | 1.4741 | 2 | 2022-01-01 | NG | SFNGSlab | 0.34 | 1.8922 | 0.2587 | 1.4741 | 2 | 2022-01-01 | NG | SFNGSlab | 0.34 | 1.8922 | 0.2587 | 1.4741 | 2 | 2022-01-01 | NG | SFNGSlab | 0.34 | 1.8922 | 0.2587 | 1.4741 | 2 | 2022-01-01 | NG | SFNGSlab | 0.34 | 1.8922 | 0.2587 | 1.4741 | 2 | 2022-01-01 | NG | SFNGSlab | 0.34 | 1.8922 | 0.2587 | 1.4741 | 2 | 2022-01-01 | NG | SFNGSlab | 0.34 | 1.8922 | 0.2587 | 1.4741 | 2 | 2022-01-01 | NG | SFNGSlab | 0.34 | 1.8922 | 0.2587 | 1.4741 | 2 | 2022-01-01 | NG | SFNGSlab | 0.34 | 1.8922 | 0.2587 | 1.4741 | 2 | 2022-01-01 | NG | SFNGSlab | 0.34 | 1.8922 | 0.2587 | 1.4741 | 2 | 2022-01-01 | NG | SFNGSlab | 0.34 | 1.8922 | 0.2587 | 1.4741 | 2 | 2022-01-01 | NG | SFNGSlab | 0.34 | 1.8922 | 0.2587 | 1.4741 | 2 | 2022-01-01 | NG | SFNGSlab | 0.34 | 1.8922 | 0.2587 | 1.4741 | 2 | 2022-01-01 | NG | SFNGSlab | 0.34 | 1.8922 | 0.2587 | 1.4741 | 2 | 2022-01-01 | NG | SFNGSlab | 0.34 | 1.8922 | 0.2587 | 1.4741 | 2 | 2022-01-01 | NG | SFNGSlab | 0.34 | 1.8922 | 0.2587 | 1.4741 | 2 | 2022-01-01 | NG | SFNGSlab | 0.34 | 1.8922 | 0.2587 | 1.4741 | 2 | 2022-01-01 | NG | SFNGSlab | 0.34 | 1.8922 | 0.2587 | 1.4741 | 2 | 2022-01-01 | NG | SFNGSlab | 0.34 | 1.8922 | 0.2587 | 1.4741 | 2 | 2022-01-01 | NG | SFNGSlab | 0.34 | 1.8922 | 0.2587 | 1.4741 | 2 | 2022-01-01 | NG | SFNGSlab | 0.34 | 1.8922 | 0.2587 | 1.4741 | 2 | 2022-01-01 | NG | SFNGSlab | 0.34 | 1.8922 | 0.2587 | 1.4741 | 2 | 2022-01-01 | NG | SFNGSlab | 0.34 | 1.8922 | 0.2587 | 1.4741 | 2 | 2022-01-01 | NG | SFNGSlab | 0.34 | 1.8922 | 0.2587 | 1.4741 | 2 | 2022-01-01 | NG | SFNGSlab | 0.34 | 1.8922 | 0.2587 | 1.4741 | 2 | 2022-01-01 | NG | SFNGSlab | 0.34 | 1.8922 | 0.2587 | 1.4741 | 2 | 2022-01-01 | NG | SFNGSlab | 0.34 | 1.8922 | 0.2587 | 1.4741 | 2 | 2022-01-01 | NG | SFNGSlab | 0.34 | 1.8922 | 0.2587 | 1.4741 | 2 | 2022-01-01 | NG | SFNGSlab | 0.34 | 1.8922 | 0.2587 | 1.4741 | 2 | 2022-01-01 | NG | SFNGSlab | 0.34 | 1.8922 | 0.2587 | 1.4741 | 2 | 2022-01-01 | NG | SFNGSlab | 0.34 | 1.8922 | 0.2587 | 1.4741 | 2 | 2022-01-01 | NG | SFNGSlab | 0.34 | 1.8922 | 0.2587 | 1.4741 | 2 | 2022-01-01 | NG | SFNGSlab | 0.34 | 1.8922 | 0.2587 | 1.4741 | 2 | 2022-01-01 | NG | SFNGSlab | 0.34 | 1.8922 | 0.2587 | 1.4741 | 2 | 2022-01-01 | NG | SFNGSlab | 0.34 | 1.8922 | 0.2587 | 1.4741 | 2 | 2022-01-01 | NG | SFNGSlab | 0.34 | 1.8922 | 0.2587 | 1.4741 | 2 | 2022-01-01 | NG | SFNGSlab | 0.34 | 1.8922 | 0.2587 | 1.4741 | 2 | 2022-01-01 | NG | SFNGSlab | 0.34 | 1.8922 | 0.2587 | 1.4741 | 2 | 2022-01-01 | NG | SFNGSlab | 0.34 | 1.8922 | 0.2587 | 1.4741 | 2 | 2022-01-01 | NG | SFNGSlab | 0.34 | 1.8922 | 0.2587 | 1.4741 | 2 | 2022-01-01 | NG | SFNGSlab | 0.34 | 1.8922 | 0.2587 | 1.4741 | 2 | 2022-01-01 | NG | SFNGSlab | 0.34 | 1.8922 | 0.2587 | 1.4741 | 2 | 2022-01-01 | NG | SFNGSlab | 0.34 | 1.8922 | 0.2587 | 1.4741 | 2 | 2022-01-01 | NG | SFNGSlab | 0.34 | 1.8922 | 0.2587 | 1.4741 | 2 | 2022-01-01 | NG | SFNGSlab | 0.34 | 1.8922 | 0.2587 | 1.4741 | 2 | 2022-01-01 | NG | SFNGSlab | 0.34 | 1.8922 | 0.2587 | 1.4741 | 2 | 2022-01-01 | NG | SFNGSlab | 0.34 | 1.8922 | 0.2587 | 1.4741 | 2 | 2022-01-01 | NG | SFNGSlab | 0.34 | 1.8922 | 0.2587 | 1.4741 | 2 | 2022-01-01 | NG | SFNGSlab | 0.34 | 1.8922 | 0.2587 | 1.4741 | 2 | 2022-01-01 | NG | SFNGSlab | 0.34 | 1.8922 | 0.2587 | 1.4741 | 2 | 2022-01-01 | NG | SFNGSlab | 0.34 | 1.8922 | 0.2587 | 1.4741 | 2 | 2022-01-01 | NG | SFNGSlab | 0.34 | 1.8922 | 0.2587 | 1.4741 | 2 | 2022-01-01 | NG | SFNGSlab | 0.34 | 1.8922 | 0.2587 | 1.4741 | 2 | 2022-01-01 | NG | SFNGSlab | 0.34 | 1.8922 | 0.2587 | 1.4741 | 2 | 2022-01-01 | NG | SFNGSlab | 0.34 | 1.8922 | 0.2587 | 1.4741 | 2 | 2022-01-01 | NG | SFNGSlab | 0.34 | 1.8922 | 0.2587 | 1.4741 | 2 | 2022-01-01 | NG | SFNGSlab | 0.34 | 1.8922 | 0.2587 | 1.4741 | 2 | 2022-01-01 | NG | SFNGSlab | 0.34 | 1.8922 | 0.2587 | 1.4741 | 2 | 2022-01-01 | NG | SFNGSlab | 0.34 | 1.8922 | 0.2587 | 1.4741 | 2 | 2022-01-01 | NG | SFNGSlab | 0.34 | 1.8922 | 0.2587 | 1.4741 | 2 | 2022-01-01 | NG | SFNGSlab | 0.34 | 1.8922 | 0.2587 | 1.4741 | 2 | 2022-01-01 | NG | SFNGSlab | 0.34 | 1.8922 | 0.2587 | 1.4741 | 2 | 2022-01-01 | NG | SFNGSlab | 0.34 | 1.8922 | 0.2587 | 1.4741 | 2 | 2022-01-01 | NG | SFNGSlab | 0.34 | 1.8922 | 0.2587 | 1.4741 | 2 | 2022-01-01 | NG | SFNGSlab | 0.34 | 1.8922 | 0.2587 | 1.4741 | 2 | 2022-01-01 | NG | SFNGSlab | 0.34 | 1.8922 | 0.2587 | 1.4741 | 2 | 2022-01-01 | NG | SFNGSlab | 0.34 | 1.8922 | 0.2587 | 1.4741 | 2 | 2022-01-01 | NG | SFNGSlab | 0.34 | 1.8922 | 0.2587 | 1.4741 | 2 | 2022-01-01 | NG | SFNGSlab | 0.34 | 1.8922 | 0.2587 | 1.4741 | 2 | 2022-01-01 | NG | SFNGSlab | 0.34 | 1.8922 | 0.2587 | 1.4741 | 2 | 2022-01-01 | NG | SFNGSlab | 0.34 | 1.8922 | 0.2587 | 1.4741 | 2 | 2022-01-01 | NG | SFNGSlab | 0.34 | 1.8922 | 0.2587 | 1.4741 | 2 | 2022-01-01 | NG | SFNGSlab | 0.34 | 1.8922 | 0.2587 | 1.4741 | 2 | 2022-01-01 | NG | SFNGSlab | 0.34 | 1.8922 | 0.2587 | 1.4741 | 2 | 2022-01-01 | NG | SFNGSlab | 0.34 | 1.8922 | 0.2587 | 1.4741 | 2 | 2022-01-01 | NG | SFNGSlab | 0.34 | 1.8922 | 0.2587 | 1.4741 | 2 | 2022-01-01 | NG | SFNGSlab | 0.34 | 1.8922 | 0.2587 | 1.4741 | 2 | 2022-01-01 | NG | SFNGSlab | 0.34 | 1.8922 | 0.2587 | 1.4741 | 2 | 2022-01-01 | NG | SFNGSlab | 0.34 | 1.8922 | 0.2587 | 1.4741 | 2 | 2022-01-01 | NG | SFNGSlab | 0.34 | 1.8922 | 0.2587 | 1.4741 | 2 | 2022-01-01 | NG | SFNGSlab | 0.34 | 1.8922 | 0.2587 | 1.4741 | 2 | 2022-01-01 | NG | SFNGSlab | 0.34 | 1.8922 | 0.2587 | 1.4741 | 2 | 2022-01-01 | NG | SFNGSlab | 0.34 | 1.8922 | 0.2587 | 1.4741 | 2 | 2022-01-01 | NG | SFNGSlab | 0.34 | 1.8922 | 0.2587 | 1.4741 | 2 | 2022-01-01 | NG | SFNGSlab | 0.34 | 1.8922 | 0.2587 | 1.4741 | 2 | 2022-01-01 | NG | SFNGSlab | 0.34 | 1.8922 | 0.2587 | 1.4741 | 2 | 2022-01-01 | NG | SFNGSlab | 0.34 | 1.8922 | 0.2587 | 1.4741 | 2 | 2022-01-01 | NG | SFNGSlab | 0.34 | 1.8922 | 0.2587 | 1.4741 | 2 | 2022-01-01 | NG | SFNGSlab | 0.34 | 1.8922 | 0.2587 | 1.4741 | 2 | 2022-01-01 | NG | SFNGSlab | 0.34 | 1.8922 | 0.2587 | 1.4741 | 2 | 2022-01-01 | NG | SFNGSlab | 0.34 | 1.8922 | 0.2587 | 1.4741 | 2 | 2022-01-01 | NG | SFNGSlab | 0.34 | 1.8922 | 0.2587 | 1.4741 | 2 | 2022-01-01 | NG | SFNGSlab | 0.34 | 1.8922 | 0.2587 | 1.4741 | 2 | 2022-01-01 | NG | SFNGSlab | 0.34 | 1.8922 | 0.2587 | 1.4741 | 2 | 2022-01-01 | NG | SFNGSlab | 0.34 | 1.8922 | 0.2587 | 1.4741 | 2 | 2022-01-01 | NG | SFNGSlab | 0.34 | 1.8922 | 0.2587 | 1.4741 | 2 | 2022-01-01 | NG | SFNGSlab | 0.34 | 1.8922 | 0.2587 | 1.4741 | 2 | 2022-01-01 | NG | SFNGSlab | 0.34 | 1.8922 | 0.2587 | 1.4741 | 2 | 2022-01-01 | NG | SFNGSlab | 0.34 | 1.8922 | 0.2587 | 1.4741 | 2 | 2022-01-01 | NG | SFNGSlab | 0.34 | 1.8922 | 0.2587 | 1.4741 | 2 | 2022-01-01 | NG | SFNGSlab | 0.34 | 1.8922 | 0.2587 | 1.4741 | 2 | 2022-01-01 | NG | SFNGSlab | 0.34 | 1.8922 | 0.2587 | 1.4741 | 2 | 2022-01-01 | NG | SFNGSlab | 0.34 | 1.8922 | 0.2587 | 1.4741 | 2 | 2022-01-01 | NG | SFNGSlab | 0.34 | 1.8922 | 0.2587 | 1.4741 | 2 | 2022-01-01 | NG | SFNGSlab | 0.34 | 1.8922 | 0.2587 | 1.4741 | 2 | 2022-01-01 | NG | SFNGSlab | 0.34 | 1.8922 | 0.2587 | 1.4741 | 2 | 2022-01-01 | NG | SFNGSlab | 0.34 | 1.8922 | 0.2587 | 1.4741 | 2 | 2022-01-01 | NG | SFNGSlab | 0.34 | 1.8922 | 0.2587 | 1.4741 | 2 | 2022-01-01 | NG | SFNGSlab | 0.34 | 1.8922 | 0.2587 | 1.4741 | 2 | 2022-01-01 | NG | SFNGSlab | 0.34 | 1.8922 | 0.2587 | 1.4741 | 2 | 2022-01-01 | NG | SFNGSlab | 0.34 | 1.8922 | 0.2587 | 1.4741 | 2 | 2022-01-01 | NG | SFNGSlab | 0.34 | 1.8922 | 0.2587 | 1.4741 | 2 | 2022-01-01 | NG | SFNGSlab | 0.34 | 1.8922 | 0.2587 | 1.4741 | 2 | 2022-01-01 | NG | SFNGSlab | 0.34 | 1.8922 | 0.2587 | 1.4741 | 2 | 2022-01-01 | NG | SFNGSlab | 0.34 | 1.8922 | 0.2587 | 1.4741 | 2 | 2022-01-01 | NG | SFNGSlab | 0.34 | 1.8922 | 0.2587 | 1.4741 | 2 | 2022-01-01 | NG | SFNGSlab | 0.34 | 1.8922 | 0.2587 | 1.4741 | 2 | 2022-01-01 | NG | SFNGSlab | 0.34 | 1.8922 | 0.2587 | 1.4741 | 2 | 2022-01-01 | NG | SFNGSlab | 0.34 | 1.8922 | 0.2587 | 1.4741 | 2 | 2022-01-01 | NG | SFNGSlab | 0.34 | 1.8922 | 0.2587 | 1.4741 | 2 | 2022-01-01 | NG | SFNGSlab | 0.34 | 1.8922 | 0.2587 | 1.4741 | 2 | 2022-01-01 | NG | SFNGSlab | 0.34 | 1.8922 | 0.2587 | 1.4741 | 2 | 2022-01-01 | NG | SFNGSlab | 0.34 | 1.8922 | 0.2587 | 1.4741 | 2 | 2022-01-01 | NG | SFNGSlab | 0.34 | 1.8922 | 0.2587 | 1.4741 | 2 | 2022-01-01 | NG | SFNGSlab | 0.34 | 1.8922 | 0.2587 | 1.4741 | 2 | 2022-01-01 | NG | SFNGSlab | 0.34 | 1.8922 | 0.2587 | 1.4741 | 2 | 2022-01-01 | NG | SFNGSlab | 0.34 | 1.8922 | 0.2587 | 1.4741 | 2 | 2022-01-01 | NG | SFNGSlab | 0.34 | 1.8922 | 0.2587 | 1.4741 | 2 | 2022-01-01 | NG | SFNGSlab | 0.34 | 1.8922 | 0.2587 | 1.4741 | 2 | 2022-01-01 | NG | SFNGSlab | 0.34 | 1.8922 | 0.2587 | 1.4741 | 2 | 2022-01-01 | NG | SFNGSlab | 0.34 | 1.8922 | 0.2587 | 1.4741 | 2 | 2022-01-01 | NG | SFNGSlab | 0.34 | 1.8922 | 0.2587 | 1.4741 | 2 | 2022-01-01 | NG | SFNGSlab | 0.34 | 1.8922 | 0.2587 | 1.4741 | 2 | 2022-01-01 | NG | SFNGSlab | 0.34 | 1.8922 | 0.2587 | 1.4741 | 2 | 2022-01-01 | NG | SFNGSlab | 0.34 | 1.8922 | 0.2587 | 1.4741 | 2 | 2022-01-01 | NG | SFNGSlab | 0.34 | 1.8922 | 0.2587 | 1.4741 | 2 | 2022-01-01 | NG | SFNGSlab | 0.34 | 1.8922 | 0.2587 | 1.4741 | 2 | 2022-01-01 | NG | SFNGSlab | 0.34 | 1.8922 | 0.2587 | 1.4741 | 2 | 2022-01-01 | NG | SFNGSlab | 0.34 | 1.8922 | 0.2587 | 1.4741 | 2 | 2022-01-01 | NG | SFNGSlab | 0.34 | 1.8922 | 0.2587 | 1.4741 | 2 | 2022-01-01 | NG | SFNGSlab | 0.34 | 1.8922 | 0.2587 | 1.4741 | 2 | 2022-01-01 | NG | SFNGSlab | 0.34 | 1.8922 | 0.2587 | 1.4741 | 2 | 2022-01-01 | NG | SFNGSlab | 0.34 | 1.8922 | 0.2587 | 1.4741 | 2 | 2022-01-01 | NG | SFNGSlab | 0.34 | 1.8922 | 0.2587 | 1.4741 | 2 | 2022-01-01 | NG | SFNGSlab | 0.34 | 1.8922 | 0.2587 | 1.4741 | 2 | 2022-01-01 | NG | SFNGSlab | 0.34 | 1.8922 | 0.2587 | 1.4741 | 2 | 2022-01-01 | NG | SFNGSlab | 0.34 | 1.8922 | 0.2587 | 1.4741 | 2 | 2022-01-01 | NG | SFNGSlab | 0.34 | 1.8922 | 0.2587 | 1.4741 | 2 | 2022-01-01 | NG | SFNGSlab | 0.34 | 1.8922 | 0.2587 | 1.4741 | 2 | 2022-01-01 | NG | SFNGSlab | 0.34 | 1.8922 | 0.2587 | 1.4741 | 2 | 2022-01-01 | NG | SFNGSlab | 0.34 | 1.8922 | 0.2587 | 1.4741 | 2 | 2022-01-01 | NG | SFNGSlab | 0.34 | 1.8922 | 0.2587 | 1.4741 | 2 | 2022-01-01 | NG | SFNGSlab | 0.34 | 1.8922 | 0.2587 | 1.4741 | 2 | 2022-01-01 | NG | SFNGSlab | 0.34 | 1.8922 | 0.2587 | 1.4741 | 2 | 2022-01-01 | NG | SFNGSlab | 0.34 | 1.8922 | 0.2587 | 1.4741 | 2 | 2022-01-01 | NG | SFNGSlab | 0.34 | 1.8922 | 0.2587 | 1.4741 | 2 | 2022-01-01 | NG | SFNGSlab | 0.34 | 1.8922 | 0.2587 | 1.4741 | 2 | 2022-01-01 | NG | SFNGSlab | 0.34 | 1.8922 | 0.2587 | 1.4741 | 2 | 2022-01-01 | NG | SFNGSlab | 0.34 | 1.8922 | 0.2587 | 1.4741 | 2 | 2022-01-01 | NG | SFNGSlab | 0.34 | 1.8922 | 0.2587 | 1.4741 | 2 | 2022-01-01 | NG | SFNGSlab | 0.34 | 1.8922 | 0.2587 | 1.4741 | 2 | 2022-01-01 | NG | SFNGSlab | 0.34 | 1.8922 | 0.2587 | 1.4741 | 2 | 2022-01-01 | NG | SFNGSlab | 0.34 | 1.8922 | 0.2587 | 1.4741 | 2 | 2022-01-01 | NG | SFNGSlab | 0.34 | 1.8922 | 0.2587 | 1.4741 | 2 | 2022-01-01 | NG | SFNGSlab | 0.34 | 1.8922 | 0.2587 | 1.4741 | 2 | 2022-01-01 | NG | SFNGSlab | 0.34 | 1.8922 | 0.2587 | 1.4741 | 2 | 2022-01-01 | NG | SFNGSlab | 0.34 | 1.8922 | 0.2587 | 1.4741 | 2 | 2022-01-01 | NG | SFNGSlab | 0.34 | 1.8922 | 0.2587 | 1.4741 | 2 | 2022-01-01 | NG | SFNGSlab | 0.34 | 1.8922 | 0.2587 | 1.4741 | 2 | 2022-01-01 | NG | SFNGSlab | 0.34 | 1.8922 | 0.2587 | 1.4741 | 2 | 2022-01-01 | NG | SFNGSlab | 0.34 | 1.8922 | 0.2587 | 1.4741 | 2 | 2022-01-01 | NG | SFNGSlab | 0.34 | 1.8922 | 0.2587 | 1.4741 | 2 | 2022-01-01 | NG | SFNGSlab | 0.34 | 1.8922 | 0.2587 | 1.4741 | 2 | 2022-01-01 | NG | SFNGSlab | 0.34 | 1.8922 | 0.2587 | 1.4741 | 2 | 2022-01-01 | NG | SFNGSlab | 0.34 | 1.8922 | 0.2587 | 1.4741 | 2 | 2022-01-01 | NG | SFNGSlab | 0.34 | 1.8922 | 0.2587 | 1.4741 | 2 | 2022-01-01 | NG | SFNGSlab | 0.34 | 1.8922 | 0.2587 | 1.4741 | 2 | 2022-01-01 | NG | SFNGSlab | 0.34 | 1.8922 | 0.2587 | 1.4741 | 2 | 2022-01-01 | NG | SFNGSlab | 0.34 | 1.8922 | 0.2587 | 1.4741 | 2 | 2022-01-01 | NG | SFNGSlab | 0.34 | 1.8922 | 0.2587 | 1.4741 | 2 | 2022-01-01 | NG | SFNGSlab | 0.34 | 1.8922 | 0.2587 | 1.4741 | 2 | 2022-01-01 | NG | SFNGSlab | 0.34 | 1.8922 | 0.2587 | 1.4741 | 2 | 2022-01-01 | NG | SFNGSlab | 0.34 | 1.8922 | 0.2587 | 1.4741 | 2 | 2022-01-01 | NG | SFNGSlab | 0.34 | 1.8922 | 0.2587 | 1.4741 | 2 | 2022-01-01 | NG | SFNGSlab | 0.34 | 1.8922 | 0.2587 | 1.4741 | 2 | 2022-01-01 | NG | SFNGSlab | 0.34 | 1.8922 | 0.2587 | 1.4741 | 2 | 2022-01-01 | NG | SFNGSlab | 0.34 | 1.8922 | 0.2587 | 1.4741 | 2 | 2022-01-01 | NG | SFNGSlab | 0.34 | 1.8922 | 0.2587 | 1.4741 | 2 | 2022-01-01 | NG | SFNGSlab | 0.34 | 1.8922 | 0.2587 | 1.4741 | 2 | 2022-01-01 | NG | SFNGSlab | 0.34 | 1.8922 | 0.2587 | 1.4741 | 2 | 2022-01-01 | NG | SFNGSlab | 0.34 | 1.8922 | 0.2587 | 1.4741 | 2 | 2022-01-01 | NG | SFNGSlab | 0.34 | 1.8922 | 0.2587 | 1.4741 | 2 | 2022-01-01 | NG | SFNGSlab | 0.34 | 1.8922 | 0.2587 | 1.4741 | 2 | 2022-01-01 | NG | SFNGSlab | 0.34 | 1.8922 | 0.2587 | 1.4741 | 2 | 2022-01-01 | NG | SFNGSlab | 0.34 | 1.8922 | 0.2587 | 1.4741 | 2 | 2022-01-01 | NG | SFNGSlab | 0.34 | 1.8922 | 0.2587 | 1.4741 | 2 | 2022-01-01 | NG | SFNGSlab | 0.34 | 1.8922 | 0.2587 | 1.4741 | 2 | 2022-01-01 | NG | SFNGSlab | 0.34 | 1.8922 | 0.2587 | 1.4741 | 2 | 2022-01-01 | NG | SFNGSlab | 0.34 | 1.8922 | 0.2587 | 1.4741 | 2 | 2022-01-01 | NG | SFNGSlab | 0.34 | 1.8922 | 0.2587 | 1.4741 | 2 | 2022-01-01 | NG | SFNGSlab | 0.34 | 1.8922 | 0.2587 | 1.4741 | 2 | 2022-01-01 | NG | SFNGSlab | 0.34 | 1.8922 | 0.2587 | 1.4741 | 2 | 2022-01-01 | NG | SFNGSlab | 0.34 | 1.8922 | 0.2587 | 1.4741 | 2 | 2022-01-01 | NG | SFNGSlab | 0.34 | 1.8922 | 0.2587 | 1.4741 | 2 | 2022-01-01 | NG | SFNGSlab | 0.34 | 1.8922 | 0.2587 | 1.4741 | 2 | 2022-01-01 | NG | SFNGSlab | 0.34 | 1.8922 | 0.2587 | 1.4741 | 2 | 2022-01-01 | NG | SFNGSlab | 0.34 | 1.8922 | 0.2587 | 1.4741 | 2 | 2022-01-01 | NG | SFNGSlab | 0.34 | 1.8922 | 0.2587 | 1.4741 | 2 | 2022-01-01 | NG | SFNGSlab | 0.34 | 1.8922 | 0.2587 | 1.4741 | 2 | 2022-01-01 | NG | SFNGSlab | 0.34 | 1.8922 | 0.2587 | 1.4741 | 2 | 2022-01-01 | NG | SFNGSlab | 0.34 | 1.8922 | 0.2587 | 1.4741 | 2 | 2022-01-01 | NG | SFNGSlab | 0.34 | 1.8922 | 0.2587 | 1.4741 | 2 | 2022-01-01 | NG | SFNGSlab | 0.34 | 1.8922 | 0.2587 | 1.4741 | 2 | 2022-01-01 | NG | SFNGSlab | 0.34 | 1.8922 | 0.2587 | 1.4741 | 2 | 2022-01-01 | NG | SFNGSlab | 0.34 | 1.8922 | 0.2587 | 1.4741 | 2 | 2022-01-01 | NG | SFNGSlab | 0.34 | 1.8922 | 0.2587 | 1.4741 | 2 | 2022-01-01 | NG | SFNGSlab | 0.34 | 1.8922 | 0.2587 | 1.4741 | 2 | 2022-01-01 | NG | SFNGSlab | 0.34 | 1.8922 | 0.2587 | 1.4741 | 2 | 2022-01-01 | NG | SFNGSlab | 0.34 | 1.8922 | 0.2587 | 1.4741 | 2 | 2022-01-01 | NG | SFNGSlab | 0.34 | 1.8922 | 0.2587 | 1.4741 | 2 | 2022-01-01 | NG | SFNGSlab | 0.34 | 1.8922 | 0.2587 | 1.4741 | 2 | 2022-01-01 | NG | SFNGSlab | 0.34 | 1.8922 | 0.2587 | 1.4741 | 2 | 2022-01-01 | NG | SFNGSlab | 0.34 | 1.8922 | 0.2587 | 1.4741 | 2 | 2022-01-01 | NG | SFNGSlab | 0.34 | 1.8922 | 0.2587 | 1.4741 | 2 | 2022-01-01 | NG | SFNGSlab | 0.34 | 1.8922 | 0.2587 | 1.4741 | 2 | 2022-01-01 | NG | SFNGSlab | 0.34 | 1.8922 | 0.2587 | 1.4741 | 2 | 2022-01-01 | NG | SFNGSlab | 0.34 | 1.8922 | 0.2587 | 1.4741 | 2 | 2022-01-01 | NG | SFNGSlab | 0.34 | 1.8922 | 0.2587 | 1.4741 | 2 | 2022-01-01 | NG | SFNGSlab | 0.34 | 1.8922 | 0.2587 | 1.4741 | 2 | 2022-01-01 | NG | SFNGSlab | 0.34 | 1.8922 | 0.2587 | 1.4741 | 2 | 2022-01-01 | NG | SFNGSlab | 0.34 | 1.8922 | 0.2587 | 1.4741 | 2 | 2022-01-01 | NG | SFNGSlab | 0.34 | 1.8922 | 0.2587 | 1.4741 | 2 | 2022-01-01 | NG | SFNGSlab | 0.34 | 1.8922 | 0.2587 | 1.4741 | 2 | 2022-01-01 | NG | SFNGSlab | 0.34 | 1.8922 | 0.2587 | 1.4741 | 2 | 2022-01-01 | NG | SFNGSlab | 0.34 | 1.8922 | 0.2587 | 1.4741 | 2 | 2022-01-01 | NG | SFNGSlab | 0.34 | 1.8922 | 0.2587 | 1.4741 | 2 | 2022-01-01 | NG | SFNGSlab | 0.34 | 1.8922 | 0.2587 | 1.4741 | 2 | 2022-01-01 | NG | SFNGSlab | 0.34 | 1.8922 | 0.2587 | 1.4741 | 2 | 2022-01-01 | NG | SFNGSlab | 0.34 | 1.8922 | 0.2587 | 1.4741 | 2 | 2022-01-01 | NG | SFNGSlab | 0.34 | 1.8922 | 0.2587 | 1.4741 | 2 | 2022-01-01 | NG | SFNGSlab | 0.34 | 1.8922 | 0.2587 | 1.4741 | 2 | 2022-01-01 | NG | SFNGSlab | 0.34 | 1.8922 | 0.2587 | 1.4741 | 2 | 2022-01-01 | NG | SFNGSlab | 0.34 | 1.8922 | 0.2587 | 1.4741 | 2 | 2022-01-01 | NG | SFNGSlab | 0.34 | 1.8922 | 0.2587 | 1.4741 | 2 | 2022-01-01 | NG | SFNGSlab | 0.34 | 1.8922 | 0.2587 | 1.4741 | 2 | 2022-01-01 | NG | SFNGSlab | 0.34 | 1.8922 | 0.2587 | 1.4741 | 2 | 2022-01-01 | NG | SFNGSlab | 0.34 | 1.8922 | 0.2587 | 1.4741 | 2 | 2022-01-01 | NG | SFNGSlab | 0.34 | 1.8922 | 0.2587 | 1.4741 | 2 | 2022-01-01 | NG | SFNGSlab | 0.34 | 1.8922 | 0.2587 | 1.4741 | 2 | 2022-01-01 | NG | SFNGSlab | 0.34 | 1.8922 | 0.2587 | 1.4741 | 2 | 2022-01-01 | NG | SFNGSlab | 0.34 | 1.8922 | 0.2587 | 1.4741 | 2 | 2022-01-01 | NG | SFNGSlab | 0.34 | 1.8922 | 0.2587 | 1.4741 | 2 | 2022-01-01 | NG | SFNGSlab | 0.34 | 1.8922 | 0.2587 | 1.4741 | 2 | 2022-01-01 | NG | SFNGSlab | 0.34 | 1.8922 | 0.2587 | 1.4741 | 2 | 2022-01-01 | NG | SFNGSlab | 0.34 | 1.8922 | 0.2587 | 1.4741 | 2 | 2022-01-01 | NG | SFNGSlab | 0.34 | 1.8922 | 0.2587 | 1.4741 | 2 | 2022-01-01 | NG | SFNGSlab | 0.34 | 1.8922 | 0.2587 | 1.4741 | 2 | 2022-01-01 | NG | SFNGSlab | 0.34 | 1.8922 | 0.2587 | 1.4741 | 2 | 2022-01-01 | NG | SFNGSlab | 0.34 | 1.8922 | 0.2587 | 1.4741 | 2 | 2022-01-01 | NG | SFNGSlab | 0.34 | 1.8922 | 0.2587 | 1.4741 | 2 | 2022-01-01 | NG | SFNGSlab | 0.34 | 1.8922 | 0.2587 | 1.4741 | 2 | 2022-01-01 | NG | SFNGSlab | 0.34 | 1.8922 | 0.2587 | 1.4741 | 2 | 2022-01-01 | NG | SFNGSlab | 0.34 | 1.8922 | 0.2587 | 1.4741 | 2 | 2022-01-01 | NG | SFNGSlab | 0.34 | 1.8922 | 0.2587 | 1.4741 | 2 | 2022-01-01 | NG | SFNGSlab | 0.34 | 1.8922 | 0.2587 | 1.4741 | 2 | 2022-01-01 | NG | SFNGSlab | 0.34 | 1.8922 | 0.2587 | 1.4741 | 2 | 2022-01-01 | NG | SFNGSlab | 0.34 | 1.8922 | 0.2587 | 1.4741 | 2 | 2022-01-01 | NG | SFNGSlab | 0.34 | 1.8922 | 0.2587 | 1.4741 | 2 | 2022-01-01 | NG | SFNGSlab | 0.34 | 1.8922 | 0.2587 | 1.4741 | 2 | 2022-01-01 | NG | SFNGSlab | 0.34 | 1.8922 | 0.2587 | 1.4741 | 2 | 2022-01-01 | NG | SFNGSlab | 0.34 | 1.8922 | 0.2587 | 1.4741 | 2 | 2022-01-01 | NG | SFNGSlab | 0.34 | 1.8922 | 0.2587 | 1.4741 | 2 | 2022-01-01 | NG | SFNGSlab | 0.34 | 1.8922 | 0.2587 | 1.4741 | 2 | 2022-01-01 | NG | SFNGSlab | 0.34 | 1.8922 | 0.2587 | 1.4741 | 2 | 2022-01-01 | NG | SFNGSlab | 0.34 | 1.8922 | 0.2587 | 1.4741 | 2 | 2022-01-01 | NG | SFNGSlab | 0.34 | 1.8922 | 0.2587 | 1.4741 | 2 | 2022-01-01 | NG | SFNGSlab | 0.34 | 1.8922 | 0.2587 | 1.4741 | 2 | 2022-01-01 | NG | SFNGSlab | 0.34 | 1.8922 | 0.2587 | 1.4741 | 2 | 2022-01-01 | NG | SFNGSlab | 0.34 | 1.8922 | 0.2587 | 1.4741 | 2 | 2022-01-01 | NG | SFNGSlab | 0.34 | 1.8922 | 0.2587 | 1.4741 | 2 | 2022-01-01 | NG | SFNGSlab | 0.34 | 1.8922 | 0.2587 | 1.4741 | 2 | 2022-01-01 | NG | SFNGSlab | 0.34 | 1.8922 | 0.2587 | 1.4741 | 2 | 2022-01-01 | NG | SFNGSlab | 0.34 | 1.8922 | 0.2587 | 1.4741 | 2 | 2022-01-01 | NG | SFNGSlab | 0.34 | 1.8922 | 0.2587 | 1.4741 | 2 | 2022-01-01 | NG | SFNGSlab | 0.34 | 1.8922 | 0.2587 | 1.4741 | 2 | 2022-01-01 | NG | SFNGSlab | 0.34 | 1.8922 | 0.2587 | 1.4741 | 2 | 2022-01-01 | NG | SFNGSlab | 0.34 | 1.8922 | 0.2587 | 1.4741 | 2 | 2022-01-01 | NG | SFNGSlab | 0.34 | 1.8922 | 0.2587 | 1.4741 | 2 | 2022-01-01 | NG | SFNGSlab | 0.34 | 1.8922 | 0.2587 | 1.4741 | 2 | 2022-01-01 | NG | SFNGSlab | 0.34 | 1.8922 | 0.2587 | 1.4741 | 2 | 2022-01-01 | NG | SFNGSlab | 0.34 | 1.8922 | 0.2587 | 1.4741 | 2 | 2022-01-01 | NG | SFNGSlab | 0.34 | 1.8922 | 0.2587 | 1.4741 | 2 | 2022-01-01 | NG | SFNGSlab | 0.34 | 1.8922 | 0.2587 | 1.4741 | 2 | 2022-01-01 | NG | SFNGSlab | 0.34 | 1.8922 | 0.2587 | 1.4741 | 2 | 2022-01-01 | NG | SFNGSlab | 0.34 | 1.8922 | 0.2587 | 1.4741 | 2 | 2022-01-01 | NG | SFNGSlab | 0.34 | 1.8922 | 0.2587 | 1.4741 | 2 | 2022-01-01 | NG | SFNGSlab | 0.34 | 1.8922 | 0.2587 | 1.4741 | 2 | 2022-01-01 | NG | SFNGSlab | 0.34 | 1.8922 | 0.2587 | 1.4741 | 2 | 2022-01-01 | NG | SFNGSlab | 0.34 | 1.8922 | 0.2587 | 1.4741 | 2 | 2022-01-01 | NG | SFNGSlab | 0.34 | 1.8922 | 0.2587 | 1.4741 | 2 | 2022-01-01 | NG | SFNGSlab | 0.34 | 1.8922 | 0.2587 | 1.4741 | 2 | 2022-01-01 | NG | SFNGSlab | 0.34 | 1.8922 | 0.2587 | 1.4741 | 2 | 2022-01-01 | NG | SFNGSlab | 0.34 | 1.8922 | 0.2587 | 1.4741 | 2 | 2022-01-01 | NG | SFNGSlab | 0.34 | 1.8922 | 0.2587 | 1.4741 | 2 | 2022-01-01 | NG | SFNGSlab | 0.34 | 1.8922 | 0.2587 | 1.4741 | 2 | 2022-01-01 | NG | SFNGSlab | 0.34 | 1.8922 | 0.2587 | 1.4741 | 2 | 2022-01-01 | NG | SFNGSlab | 0.34 | 1.8922 | 0.2587 | 1.4741 | 2 | 2022-01-01 | NG | SFNGSlab | 0.34 | 1.8922 | 0.2587 | 1.4741 | 2 | 2022-01-01 | NG | SFNGSlab | 0.34 | 1.8922 | 0.2587 | 1.4741 | 2 | 2022-01-01 | NG | SFNGSlab | 0.34 | 1.8922 | 0.2587 | 1.4741 | 2 | 2022-01-01 | NG | SFNGSlab | 0.34 | 1.8922 | 0.2587 | 1.4741 | 2 | 2022-01-01 | NG | SFNGSlab | 0.34 | 1.8922 | 0.2587 | 1.4741 | 2 | 2022-01-01 | NG | SFNGSlab | 0.34 | 1.8922 | 0.2587 | 1.4741 | 2 | 2022-01-01 | NG | SFNGSlab | 0.34 | 1.8922 | 0.2587 | 1.4741 | 2 | 2022-01-01 | NG | SFNGSlab | 0.34 | 1.8922 | 0.2587 | 1.4741 | 2 | 2022-01-01 | NG | SFNGSlab | 0.34 | 1.8922 | 0.2587 | 1.4741 | 2 | 2022-01-01 | NG | SFNGSlab | 0.34 | 1.8922 | 0.2587 | 1.4741 | 2 | 2022-01-01 | NG | SFNGSlab | 0.34 | 1.8922 | 0.2587 | 1.4741 | 2 | 2022-01-01 | NG | SFNGSlab | 0.34 | 1.8922 | 0.2587 | 1.4741 | 2 | 2022-01-01 | NG | SFNGSlab | 0.34 | 1.8922 | 0.2587 | 1.4741 | 2 | 2022-01-01 | NG | SFNGSlab | 0.34 | 1.8922 | 0.2587 | 1.4741 | 2 | 2022-01-01 | NG | SFNGSlab | 0.34 | 1.8922 | 0.2587 | 1.4741 | 2 | 2022-01-01 | NG | SFNGSlab | 0.34 | 1.8922 | 0.2587 | 1.4741 | 2 | 2022-01-01 | NG | SFNGSlab | 0.34 | 1.8922 | 0.2587 | 1.4741 | 2 | 2022-01-01 | NG | SFNGSlab | 0.34 | 1.8922 | 0.2587 | 1.4741 | 2 | 2022-01-01 | NG | SFNGSlab | 0.34 | 1.8922 | 0.2587 | 1.4741 | 2 | 2022-01-01 | NG | SFNGSlab | 0.34 | 1.8922 | 0.2587 | 1.4741 | 2 | 2022-01-01 | NG | SFNGSlab | 0.34 | 1.8922 | 0.2587 | 1.4741 | 2 | 2022-01-01 | NG | SFNGSlab | 0.34 | 1.8922 | 0.2587 | 1.4741 | 2 | 2022-01-01 | NG | SFNGSlab | 0.34 | 1.8922 | 0.2587 | 1.4741 | 2 | 2022-01-01 | NG | SFNGSlab | 0.34 | 1.8922 | 0.2587 | 1.4741 | 2 | 2022-01-01 | NG | SFNGSlab | 0.34 | 1.8922 | 0.2587 | 1.4741 | 2 | 2022-01-01 | NG | SFNGSlab | 0.34 | 1.8922 | 0.2587 | 1.4741 | 2 | 2022-01-01 | NG | SFNGSlab | 0.34 | 1.8922 | 0.2587 | 1.4741 | 2 | 2022-01-01 | NG | SFNGSlab | 0.34 | 1.8922 | 0.2587 | 1.4741 | 2 | 2022-01-01 | NG | SFNGSlab | 0.34 | 1.8922 | 0.2587 | 1.4741 | 2 | 2022-01-01 | NG | SFNGSlab | 0.34 | 1.8922 | 0.2587 | 1.4741 | 2 | 2022-01-01 | NG | SFNGSlab | 0.34 | 1.8922 | 0.2587 | 1.4741 | 2 | 2022-01-01 | NG | SFNGSlab | 0.34 | 1.8922 | 0.2587 | 1.4741 | 2 | 2022-01-01 | NG | SFNGSlab | 0.34 | 1.8922 | 0.2587 | 1.4741 | 2 | 2022-01-01 | NG | SFNGSlab | 0.34 | 1.8922 | 0.2587 | 1.4741 | 2 | 2022-01-01 | NG | SFNGSlab | 0.34 | 1.8922 | 0.2587 | 1.4741 | 2 | 2022-01-01 | NG | SFNGSlab | 0.34 | 1.8922 | 0.2587 | 1.4741 | 2 | 2022-01-01 | NG | SFNGSlab | 0.34 | 1.8922 | 0.2587 | 1.4741 | 2 | 2022-01-01 | NG | SFNGSlab | 0.34 | 1.8922 | 0.2587 | 1.4741 | 2 | 2022-01-01 | NG | SFNGSlab | 0.34 | 1.8922 | 0.2587 | 1.4741 | 2 | 2022-01-01 | NG | SFNGSlab | 0.34 | 1.8922 | 0.2587 | 1.4741 | 2 | 2022-01-01 | NG | SFNGSlab | 0.34 | 1.8922 | 0.2587 | 1.4741 | 2 | 2022-01-01 | NG | SFNGSlab | 0.34 | 1.8922 | 0.2587 | 1.4741 | 2 | 2022-01-01 | NG | SFNGSlab | 0.34 | 1.8922 | 0.2587 | 1.4741 | 2 | 2022-01-01 | NG | SFNGSlab | 0.34 | 1.8922 | 0.2587 | 1.4741 | 2 | 2022-01-01 | NG | SFNGSlab | 0.34 | 1.8922 | 0.2587 | 1.4741 | 2 | 2022-01-01 | NG | SFNGSlab | 0.34 | 1.8922 | 0.2587 | 1.4741 | 2 | 2022-01-01 | NG | SFNGSlab | 0.34 | 1.8922 | 0.2587 | 1.4741 | 2 | 2022-01-01 | NG | SFNGSlab | 0.34 | 1.8922 | 0.2587 | 1.4741 | 2 | 2022-01-01 | NG | SFNGSlab | 0.34 | 1.8922 | 0.2587 | 1.4741 | 2 | 2022-01-01 | NG | SFNGSlab | 0.34 | 1.8922 | 0.2587 | 1.4741 | 2 | 2022-01-01 | NG | SFNGSlab | 0.34 | 1.8922 | 0.2587 | 1.4741 | 2 | 2022-01-01 | NG | SFNGSlab | 0.34 | 1.8922 | 0.2587 | 1.4741 | 2 | 2022-01-01 | NG | SFNGSlab | 0.34 | 1.8922 | 0.2587 | 1.4741 | 2 | 2022-01-01 | NG | SFNGSlab | 0.34 | 1.8922 | 0.2587 | 1.4741 | 2 | 2022-01-01 | NG | SFNGSlab | 0.34 | 1.8922 | 0.2587 | 1.4741 | 2 | 2022-01-01 | NG | SFNGSlab | 0.34 | 1.8922 | 0.2587 | 1.4741 | 2 | 2022-01-01 | NG | SFNGSlab | 0.34 | 1.8922 | 0.2587 | 1.4741 | 2 | 2022-01-01 | NG | SFNGSlab | 0.34 | 1.8922 | 0.2587 | 1.4741 | 2 | 2022-01-01 | NG | SFNGSlab | 0.34 | 1.8922 | 0.2587 | 1.4741 | 2 | 2022-01-01 | NG | SFNGSlab | 0.34 | 1.8922 | 0.2587 | 1.4741 | 2 | 2022-01-01 | NG | SFNGSlab | 0.34 | 1.8922 | 0.2587 | 1.4741 | 2 | 2022-01-01 | NG | SFNGSlab | 0.34 | 1.8922 | 0.2587 | 1.4741 | 2 | 2022-01-01 | NG | SFNGSlab | 0.34 | 1.8922 | 0.2587 | 1.4741 | 2 | 2022-01-01 | NG | SFNGSlab | 0.34 | 1.8922 | 0.2587 | 1.4741 | 2 | 2022-01-01 | NG | SFNGSlab | 0.34 | 1.8922 | 0.2587 | 1.4741 | 2 | 2022-01-01 | NG | SFNGSlab | 0.34 | 1.8922 | 0.2587 | 1.4741 | 2 | 2022-01-01 | NG | SFNGSlab | 0.34 | 1.8922 | 0.2587 | 1.4741 | 2 | 2022-01-01 | NG | SFNGSlab | 0.34 | 1.8922 | 0.2587 | 1.4741 | 2 | 2022-01-01 | NG | SFNGSlab | 0.34 | 1.8922 | 0.2587 | 1.4741 | 2 | 2022-01-01 | NG | SFNGSlab | 0.34 | 1.8922 | 0.2587 | 1.4741 | 2 | 2022-01-01 | NG | SFNGSlab | 0.34 | 1.8922 | 0.2587 | 1.4741 | 2 | 2022-01-01 | NG | SFNGSlab | 0.34 | 1.8922 | 0.2587 | 1.4741 | 2 | 2022-01-01 | NG | SFNGSlab | 0.34 | 1.8922 | 0.2587 | 1.4741 | 2 | 2022-01-01 | NG | SFNGSlab | 0.34 | 1.8922 | 0.2587 | 1.4741 | 2 | 2022-01-01 | NG | SFNGSlab | 0.34 | 1.8922 | 0.2587 | 1.4741 | 2 | 2022-01-01 | NG | SFNGSlab | 0.34 | 1.8922 | 0.2587 | 1.4741 | 2 | 2022-01-01 | NG | SFNGSlab | 0.34 | 1.8922 | 0.2587 | 1.4741 | 2 | 2022-01-01 | NG | SFNGSlab | 0.34 | 1.8922 | 0.2587 | 1.4741 | 2 | 2022-01-01 | NG | SFNGSlab | 0.34 | 1.8922 | 0.2587 | 1.4741 | 2 | 2022-01-01 | NG | SFNGSlab | 0.34 | 1.8922 | 0.2587 | 1.4741 | 2 | 2022-01-01 | NG | SFNGSlab | 0.34 | 1.8922 | 0.2587 | 1.4741 | 2 | 2022-01-01 | NG | SFNGSlab | 0.34 | 1.8922 | 0.2587 | 1.4741 | 2 | 2022-01-01 | NG | SFNGSlab | 0.34 | 1.8922 | 0.2587 | 1.4741 | 2 | 2022-01-01 | NG | SFNGSlab | 0.34 | 1.8922 | 0.2587 | 1.4741 | 2 | 2022-01-01 | NG | SFNGSlab | 0.34 | 1.8922 | 0.2587 | 1.4741 | 2 | 2022-01-01 | NG | SFNGSlab | 0.34 | 1.8922 | 0.2587 | 1.4741 | 2 | 2022-01-01 | NG | SFNGSlab | 0.34 | 1.8922 | 0.2587 | 1.4741 | 2 | 2022-01-01 | NG | SFNGSlab | 0.34 | 1.8922 | 0.2587 | 1.4741 | 2 | 2022-01-01 | NG | SFNGSlab | 0.34 | 1.8922 | 0.2587 | 1.4741 | 2 | 2022-01-01 | NG | SFNGSlab | 0.34 | 1.8922 | 0.2587 | 1.4741 | 2 | 2022-01-01 | NG | SFNGSlab | 0.34 | 1.8922 | 0.2587 | 1.4741 | 2 | 2022-01-01 | NG | SFNGSlab | 0.34 | 1.8922 | 0.2587 | 1.4741 | 2 | 2022-01-01 | NG | SFNGSlab | 0.34 | 1.8922 | 0.2587 | 1.4741 | 2 | 2022-01-01 | NG | SFNGSlab | 0.34 | 1.8922 | 0.2587 | 1.4741 | 2 | 2022-01-01 | NG | SFNGSlab | 0.34 | 1.8922 | 0.2587 | 1.4741 | 2 | 2022-01-01 | NG | SFNGSlab | 0.34 | 1.8922 | 0.2587 | 1.4741 | 2 | 2022-01-01 | NG | SFNGSlab | 0.34 | 1.8922 | 0.2587 | 1.4741 | 2 | 2022-01-01 | NG | SFNGSlab | 0.34 | 1.8922 | 0.2587 | 1.4741 | 2 | 2022-01-01 | NG | SFNGSlab | 0.34 | 1.8922 | 0.2587 | 1.4741 | 2 | 2022-01-01 | NG | SFNGSlab | 0.34 | 1.8922 | 0.2587 | 1.4741 | 2 | 2022-01-01 | NG | SFNGSlab | 0.34 | 1.8922 | 0.2587 | 1.4741 | 2 | 2022-01-01 | NG | SFNGSlab | 0.34 | 1.8922 | 0.2587 | 1.4741 | 2 | 2022-01-01 | NG | SFNGSlab | 0.34 | 1.8922 | 0.2587 | 1.4741 | 2 | 2022-01-01 | NG | SFNGSlab | 0.34 | 1.8922 | 0.2587 | 1.4741 | 2 | 2022-01-01 | NG | SFNGSlab | 0.34 | 1.8922 | 0.2587 | 1.4741 | 2 | 2022-01-01 | NG | SFNGSlab | 0.34 | 1.8922 | 0.2587 | 1.4741 | 2 | 2022-01-01 | NG | SFNGSlab | 0.34 | 1.8922 | 0.2587 | 1.4741 | 2 | 2022-01-01 | NG | SFNGSlab | 0.34 | 1.8922 | 0.2587 | 1.4741 | 2 | 2022-01-01 | NG | SFNGSlab | 0.34 | 1.8922 | 0.2587 | 1.4741 | 2 | 2022-01-01 | NG | SFNGSlab | 0.34 | 1.8922 | 0.2587 | 1.4741 | 2 | 2022-01-01 | NG | SFNGSlab | 0.34 | 1.8922 | 0.2587 | 1.4741 | 2 | 2022-01-01 | NG | SFNGSlab | 0.34 | 1.8922 | 0.2587 | 1.4741 | 2 | 2022-01-01 | NG | SFNGSlab | 0.34 | 1.8922 | 0.2587 | 1.4741 | 2 | 2022-01-01 | NG | SFNGSlab | 0.34 | 1.8922 | 0.2587 | 1.4741 | 2 | 2022-01-01 | NG | SFNGSlab | 0.34 | 1.8922 | 0.2587 | 1.4741 | 2 | 2022-01-01 | NG | SFNGSlab | 0.34 | 1.8922 | 0.2587 | 1.4741 | 2 | 2022-01-01 | NG | SFNGSlab | 0.34 | 1.8922 | 0.2587 | 1.4741 | 2 | 2022-01-01 | NG | SFNGSlab | 0.34 | 1.8922 | 0.2587 | 1.4741 | 2 | 2022-01-01 | NG | SFNGSlab | 0.34 | 1.8922 | 0.2587 | 1.4741 | 2 | 2022-01-01 | NG | SFNGSlab | 0.34 | 1.8922 | 0.2587 | 1.4741 | 2 | 2022-01-01 | NG | SFNGSlab | 0.34 | 1.8922 | 0.2587 | 1.4741 | 2 | 2022-01-01 | NG | SFNGSlab | 0.34 | 1.8922 | 0.2587 | 1.4741 | 2 | 2022-01-01 | NG | SFNGSlab | 0.34 | 1.8922 | 0.2587 | 1.4741 | 2 | 2022-01-01 | NG | SFNGSlab | 0.34 | 1.8922 | 0.2587 | 1.4741 | 2 | 2022-01-01 | NG | SFNGSlab | 0.34 | 1.8922 | 0.2587 | 1.4741 | 2 | 2022-01-01 | NG | SFNGSlab | 0.34 | 1.8922 | 0.2587 | 1.4741 | 2 | 2022-01-01 | NG | SFNGSlab | 0.34 | 1.8922 | 0.2587 | 1.4741 | 2 | 2022-01-01 | NG | SFNGSlab | 0.34 | 1.8922 | 0.2587 | 1.4741 | 2 | 2022-01-01 | NG | SFNGSlab | 0.34 | 1.8922 | 0.2587 | 1.4741 | 2 | 2022-01-01 | NG | SFNGSlab | 0.34 | 1.8922 | 0.2587 | 1.4741 | 2 | 2022-01-01 | NG | SFNGSlab | 0.34 | 1.8922 | 0.2587 | 1.4741 | 2 | 2022-01-01 | NG | SFNGSlab | 0.34 | 1.8922 | 0.2587 | 1.4741 | 2 | 2022-01-01 | NG | SFNGSlab | 0.34 | 1.8922 | 0.2587 | 1.4741 | 2 | 2022-01-01 | NG | SFNGSlab | 0.34 | 1.8922 | 0.2587 | 1.4741 | 2 | 2022-01-01 | NG | SFNGSlab | 0.34 | 1.8922 | 0.2587 | 1.4741 | 2 | 2022-01-01 | NG | SFNGSlab | 0.34 | 1.8922 | 0.2587 | 1.4741 | 2 | 2022-01-01 | NG | SFNGSlab | 0.34 | 1.8922 | 0.2587 | 1.4741 | 2 | 2022-01-01 | NG | SFNGSlab | 0.34 | 1.8922 | 0.2587 | 1.4741 | 2 | 2022-01-01 | NG | SFNGSlab | 0.34 | 1.8922 | 0.2587 | 1.4741 | 2 | 2022-01-01 | NG | SFNGSlab | 0.34 | 1.8922 | 0.2587 | 1.4741 | 2 | 2022-01-01 | NG | SFNGSlab | 0.34 | 1.8922 | 0.2587 | 1.4741 | 2 | 2022-01-01 | NG | SFNGSlab | 0.34 | 1.8922 | 0.2587 | 1.4741 | 2 | 2022-01-01 | NG | SFNGSlab | 0.34 | 1.8922 | 0.2587 | 1.4741 | 2 | 2022-01-01 | NG | SFNGSlab | 0.34 | 1.8922 | 0.2587 | 1.4741 | 2 | 2022-01-01 | NG | SFNGSlab | 0.34 | 1.8922 | 0.2587 | 1.4741 | 2 | 2022-01-01 | NG | SFNGSlab | 0.34 | 1.8922 | 0.2587 | 1.4741 | 2 | 2022-01-01 | NG | SFNGSlab | 0.34 | 1.8922 | 0.2587 | 1.4741 | 2 | 2022-01-01 | NG | SFNGSlab | 0.34 | 1.8922 | 0.2587 | 1.4741 | 2 | 2022-01-01 | NG | SFNGSlab | 0.34 | 1.8922 | 0.2587 | 1.4741 | 2 | 2022-01-01 | NG | SFNGSlab | 0.34 | 1.8922 | 0.2587 | 1.4741 | 2 | 2022-01-01 | NG | SFNGSlab | 0.34 | 1.8922 | 0.2587 | 1.4741 | 2 | 2022-01-01 | NG | SFNGSlab | 0.34 | 1.8922 | 0.2587 | 1.4741 | 2 | 2022-01-01 | NG | SFNGSlab | 0.34 | 1.8922 | 0.2587 | 1.4741 | 2 | 2022-01-01 | NG | SFNGSlab | 0.34 | 1.8922 | 0.2587 | 1.4741 | 2 | 2022-01-01 | NG | SFNGSlab | 0.34 | 1.8922 | 0.2587 | 1.4741 | 2 | 2022-01-01 | NG | SFNGSlab | 0.34 | 1.8922 | 0.2587 | 1.4741 | 2 | 2022-01-01 | NG | SFNGSlab | 0.34 | 1.8922 | 0.2587 | 1.4741 | 2 | 2022-01-01 | NG | SFNGSlab | 0.34 | 1.8922 | 0.2587 | 1.4741 | 2 | 2022-01-01 | NG | SFNGSlab | 0.34 | 1.8922 | 0.2587 | 1.4741 | 2 | 2022-01-01 | NG | SFNGSlab | 0.34 | 1.8922 | 0.2587 | 1.4741 | 2 | 2022-01-01 | NG | SFNGSlab | 0.34 | 1.8922 | 0.2587 | 1.4741 | 2 | 2022-01-01 | NG | SFNGSlab | 0.34 | 1.8922 | 0.2587 | 1.4741 | 2 | 2022-01-01 | NG | SFNGSlab | 0.34 | 1.8922 | 0.2587 | 1.4741 | 2 | 2022-01-01 | NG | SFNGSlab | 0.34 | 1.8922 | 0.2587 | 1.4741 | 2 | 2022-01-01 | NG | SFNGSlab | 0.34 | 1.8922 | 0.2587 | 1.4741 | 2 | 2022-01-01 | NG | SFNGSlab | 0.34 | 1.8922 | 0.2587 | 1.4741 | 2 | 2022-01-01 | NG | SFNGSlab | 0.34 | 1.8922 | 0.2587 | 1.4741 | 2 | 2022-01-01 | NG | SFNGSlab | 0.34 | 1.8922 | 0.2587 | 1.4741 | 2 | 2022-01-01 | NG | SFNGSlab | 0.34 | 1.8922 | 0.2587 | 1.4741 | 2 | 2022-01-01 | NG | SFNGSlab | 0.34 | 1.8922 | 0.2587 | 1.4741 | 2 | 2022-01-01 | NG | SFNGSlab | 0.34 | 1.8922 | 0.2587 | 1.4741 | 2 | 2022-01-01 | NG | SFNGSlab | 0.34 | 1.8922 | 0.2587 | 1.4741 | 2 | 2022-01-01 | NG | SFNGSlab | 0.34 | 1.8922 | 0.2587 | 1.4741 | 2 | 2022-01-01 | NG | SFNGSlab | 0.34 | 1.8922 | 0.2587 | 1.4741 | 2 | 2022-01-01 | NG | SFNGSlab | 0.34 | 1.8922 | 0.2587 | 1.4741 | 2 | 2022-01-01 | NG | SFNGSlab | 0.34 | 1.8922 | 0.2587 | 1.4741 | 2 | 2022-01-01 | NG | SFNGSlab | 0.34 | 1.8922 | 0.2587 | 1.4741 | 2 | 2022-01-01 | NG | SFNGSlab | 0.34 | 1.8922 | 0.2587 | 1.4741 | 2 | 2022-01-01 | NG | SFNGSlab | 0.34 | 1.8922 | 0.2587 | 1.4741 | 2 | 2022-01-01 | NG | SFNGSlab | 0.34 | 1.8922 | 0.2587 | 1.4741 | 2 | 2022-01-01 | NG | SFNGSlab | 0.34 | 1.8922 | 0.2587 | 1.4741 | 2 | 2022-01-01 | NG | SFNGSlab | 0.34 | 1.8922 | 0.2587 | 1.4741 | 2 | 2022-01-01 | NG | SFNGSlab | 0.34 | 1.8922 | 0.2587 | 1.4741 | 2 | 2022-01-01 | NG | SFNGSlab | 0.34 | 1.8922 | 0.2587 | 1.4741 | 2 | 2022-01-01 | NG | SFNGSlab | 0.34 | 1.8922 | 0.2587 | 1.4741 | 2 | 2022-01-01 | NG | SFNGSlab | 0.34 | 1.8922 | 0.2587 | 1.4741 | 2 | 2022-01-01 | NG | SFNGSlab | 0.34 | 1.8922 | 0.2587 | 1.4741 | 2 | 2022-01-01 | NG | SFNGSlab | 0.34 | 1.8922 | 0.2587 | 1.4741 | 2 | 2022-01-01 | NG | SFNGSlab | 0.34 | 1.8922 | 0.2587 | 1.4741 | 2 | 2022-01-01 | NG | SFNGSlab | 0.34 | 1.8922 | 0.2587 | 1.4741 | 2 | 2022-01-01 | NG | SFNGSlab | 0.34 | 1.8922 | 0.2587 | 1.4741 | 2 | 2022-01-01 | NG | SFNGSlab | 0.34 | 1.8922 | 0.2587 | 1.4741 | 2 | 2022-01-01 | NG | SFNGSlab | 0.34 | 1.8922 | 0.2587 | 1.4741 | 2 | 2022-01-01 | NG | SFNGSlab | 0.34 | 1.8922 | 0.2587 | 1.4741 | 2 | 2022-01-01 | NG | SFNGSlab | 0.34 | 1.8922 | 0.2587 | 1.4741 | 2 | 2022-01-01 | NG | SFNGSlab | 0.34 | 1.8922 | 0.2587 | 1.4741 | 2 | 2022-01-01 | NG | SFNGSlab | 0.34 | 1.8922 | 0.2587 | 1.4741 | 2 | 2022-01-01 | NG | SFNGSlab | 0.34 | 1.8922 | 0.2587 | 1.4741 | 2 | 2022-01-01 | NG | SFNGSlab | 0.34 | 1.8922 | 0.2587 | 1.4741 | 2 | 2022-01-01 | NG | SFNGSlab | 0.34 | 1.8922 | 0.2587 | 1.4741 | 2 | 2022-01-01 | NG | SFNGSlab | 0.34 | 1.8922 | 0.2587 | 1.4741 | 2 | 2022-01-01 | NG | SFNGSlab | 0.34 | 1.8922 | 0.2587 | 1.4741 | 2 | 2022-01-01 | NG | SFNGSlab | 0.34 | 1.8922 | 0.2587 | 1.4741 | 2 | 2022-01-01 | NG | SFNGSlab | 0.34 | 1.8922 | 0.2587 | 1.4741 | 2 | 2022-01-01 | NG | SFNGSlab | 0.34 | 1.8922 | 0.2587 | 1.4741 | 2 | 2022-01-01 | NG | SFNGSlab | 0.34 | 1.8922 | 0.2587 | 1.4741 | 2 | 2022-01-01 | NG | SFNGSlab | 0.34 | 1.8922 | 0.2587 | 1.4741 | 2 | 2022-01-01 | NG | SFNGSlab | 0.34 | 1.8922 | 0.2587 | 1.4741 | 2 | 2022-01-01 | NG | SFNGSlab | 0.34 | 1.8922 | 0.2587 | 1.4741 | 2 | 2022-01-01 | NG | SFNGSlab | 0.34 | 1.8922 | 0.2587 | 1.4741 | 2 | 2022-01-01 | NG | SFNGSlab | 0.34 | 1.8922 | 0.2587 | 1.4741 | 2 | 2022-01-01 | NG | SFNGSlab | 0.34 | 1.8922 | 0.2587 | 1.4741 | 2 | 2022-01-01 | NG | SFNGSlab | 0.34 | 1.8922 | 0.2587 | 1.4741 | 2 | 2022-01-01 | NG | SFNGSlab | 0.34 | 1.8922 | 0.2587 | 1.4741 | 2 | 2022-01-01 | NG | SFNGSlab | 0.34 | 1.8922 | 0.2587 | 1.4741 | 2 | 2022-01-01 | NG | SFNGSlab | 0.34 | 1.8922 | 0.2587 | 1.4741 | 2 | 2022-01-01 | NG | SFNGSlab | 0.34 | 1.8922 | 0.2587 | 1.4741 | 2 | 2022-01-01 | NG | SFNGSlab | 0.34 | 1.8922 | 0.2587 | 1.4741 | 2 | 2022-01-01 | NG | SFNGSlab | 0.34 | 1.8922 | 0.2587 | 1.4741 | 2 | 2022-01-01 | NG | SFNGSlab | 0.34 | 1.8922 | 0.2587 | 1.4741 | 2 | 2022-01-01 | NG | SFNGSlab | 0.34 | 1.8922 | 0.2587 | 1.4741 | 2 | 2022-01-01 | NG | SFNGSlab | 0.34 | 1.8922 | 0.2587 | 1.4741 | 2 | 2022-01-01 | NG | SFNGSlab | 0.34 | 1.8922 | 0.2587 | 1.4741 | 2 | 2022-01-01 | NG | SFNGSlab | 0.34 | 1.8922 | 0.2587 | 1.4741 | 2 | 2022-01-01 | NG | SFNGSlab | 0.34 | 1.8922 | 0.2587 | 1.4741 | 2 | 2022-01-01 | NG | SFNGSlab | 0.34 | 1.8922 | 0.2587 | 1.4741 | 2 | 2022-01-01 | NG | SFNGSlab | 0.34 | 1.8922 | 0.2587 | 1.4741 | 2 | 2022-01-01 | NG | SFNGSlab | 0.34 | 1.8922 | 0.2587 | 1.4741 | 2 | 2022-01-01 | NG | SFNGSlab | 0.34 | 1.8922 | 0.2587 | 1.4741 | 2 | 2022-01-01 | NG | SFNGSlab | 0.34 | 1.8922 | 0.2587 | 1.4741 | 2 | 2022-01-01 | NG | SFNGSlab | 0.34 | 1.8922 | 0.2587 | 1.4741 | 2 | 2022-01-01 | NG | SFNGSlab | 0.34 | 1.8922 | 0.2587 | 1.4741 | 2 | 2022-01-01 | NG | SFNGSlab | 0.34 | 1.8922 | 0.2587 | 1.4741 | 2 | 2022-01-01 | NG | SFNGSlab | 0.34 | 1.8922 | 0.2587 | 1.4741 | 2 | 2022-01-01 | NG | SFNGSlab | 0.34 | 1.8922 | 0.2587 | 1.4741 | 2 | 2022-01-01 | NG | SFNGSlab | 0.34 | 1.8922 | 0.2587 | 1.4741 | 2 | 2022-01-01 | NG | SFNGSlab | 0.34 | 1.8922 | 0.2587 | 1.4741 | 2 | 2022-01-01 | NG | SFNGSlab | 0.34 | 1.8922 | 0.2587 | 1.4741 | 2 | 2022-01-01 | NG | SFNGSlab | 0.34 | 1.8922 | 0.2587 | 1.4741 | 2 | 2022-01-01 | NG | SFNGSlab | 0.34 | 1.8922 | 0.2587 | 1.4741 | 2 | 2022-01-01 | NG | SFNGSlab | 0.34 | 1.8922 | 0.2587 | 1.4741 | 2 | 2022-01-01 | NG | SFNGSlab | 0.34 | 1.8922 | 0.2587 | 1.4741 | 2 | 2022-01-01 | NG | SFNGSlab | 0.34 | 1.8922 | 0.2587 | 1.4741 | 2 | 2022-01-01 | NG | SFNGSlab | 0.34 | 1.8922 | 0.2587 | 1.4741 | 2 | 2022-01-01 | NG | SFNGSlab | 0.34 | 1.8922 | 0.2587 | 1.4741 | 2 | 2022-01-01 | NG | SFNGSlab | 0.34 | 1.8922 | 0.2587 | 1.4741 | 2 | 2022-01-01 | NG | SFNGSlab | 0.34 | 1.8922 | 0.2587 | 1.4741 | 2 | 2022-01-01 | NG | SFNGSlab | 0.34 | 1.8922 | 0.2587 | 1.4741 | 2 | 2022-01-01 | NG | SFNGSlab | 0.34 | 1.8922 | 0.2587 | 1.4741 | 2 | 2022-01-01 | NG | SFNGSlab | 0.34 | 1.8922 | 0.2587 | 1.4741 | 2 | 2022-01-01 | NG | SFNGSlab | 0.34 | 1.8922 | 0.2587 | 1.4741 | 2 | 2022-01-01 | NG | SFNGSlab | 0.34 | 1.8922 | 0.2587 | 1.4741 | 2 | 2022-01-01 | NG | SFNGSlab | 0.34 | 1.8922 | 0.2587 | 1.4741 | 2 | 2022-01-01 | NG | SFNGSlab | 0.34 | 1.8922 | 0.2587 | 1.4741 | 2 | 2022-01-01 | NG | SFNGSlab | 0.34 | 1.8922 | 0.2587 | 1.4741 | 2 | 2022-01-01 | NG | SFNGSlab | 0.34 | 1.8922 | 0.2587 | 1.4741 | 2 | 2022-01-01 | NG | SFNGSlab | 0.34 | 1.8922 | 0.2587 | 1.4741 | 2 | 2022-01-01 | NG | SFNGSlab | 0.34 | 1.8922 | 0.2587 | 1.4741 | 2 | 2022-01-01 | NG | SFNGSlab | 0.34 | 1.8922 | 0.2587 | 1.4741 | 2 | 2022-01-01 | NG | SFNGSlab | 0.34 | 1.8922 | 0.2587 | 1.4741 | 2 | 2022-01-01 | NG | SFNGSlab | 0.34 | 1.8922 | 0.2587 | 1.4741 | 2 | 2022-01-01 | NG | SFNGSlab | 0.34 | 1.8922 | 0.2587 | 1.4741 | 2 | 2022-01-01 | NG | SFNGSlab | 0.34 | 1.8922 | 0.2587 | 1.4741 | 2 | 2022-01-01 | NG | SFNGSlab | 0.34 | 1.8922 | 0.2587 | 1.4741 | 2 | 2022-01-01 | NG | SFNGSlab | 0.34 | 1.8922 | 0.2587 | 1.4741 | 2 | 2022-01-01 | NG | SFNGSlab | 0.34 | 1.8922 | 0.2587 | 1.4741 | 2 | 2022-01-01 | NG | SFNGSlab | 0.34 | 1.8922 | 0.2587 | 1.4741 | 2 | 2022-01-01 | NG | SFNGSlab | 0.34 | 1.8922 | 0.2587 | 1.4741 | 2 | 2022-01-01 | NG | SFNGSlab | 0.34 | 1.8922 | 0.2587 | 1.4741 | 2 | 2022-01-01 | NG | SFNGSlab | 0.34 | 1.8922 | 0.2587 | 1.4741 | 2 | 2022-01-01 | NG | SFNGSlab | 0.34 | 1.8922 | 0.2587 | 1.4741 | 2 | 2022-01-01 | NG | SFNGSlab | 0.34 | 1.8922 | 0.2587 | 1.4741 | 2 | 2022-01-01 | NG | SFNGSlab | 0.34 | 1.8922 | 0.2587 | 1.4741 | 2 | 2022-01-01 | NG | SFNGSlab | 0.34 | 1.8922 | 0.2587 | 1.4741 | 2 | 2022-01-01 | NG | SFNGSlab | 0.34 | 1.8922 | 0.2587 | 1.4741 | 2 | 2022-01-01 | NG | SFNGSlab | 0.34 | 1.8922 | 0.2587 | 1.4741 | 2 | 2022-01-01 | NG | SFNGSlab | 0.34 | 1.8922 | 0.2587 | 1.4741 | 2 | 2022-01-01 | NG | SFNGSlab | 0.34 | 1.8922 | 0.2587 | 1.4741 | 2 | 2022-01-01 | NG | SFNGSlab | 0.34 | 1.8922 | 0.2587 | 1.4741 | 2 | 2022-01-01 | NG | SFNGSlab | 0.34 | 1.8922 | 0.2587 | 1.4741 | 2 | 2022-01-01 | NG | SFNGSlab | 0.34 | 1.8922 | 0.2587 | 1.4741 | 2 | 2022-01-01 | NG | SFNGSlab | 0.34 | 1.8922 | 0.2587 | 1.4741 | 2 | 2022-01-01 | NG | SFNGSlab | 0.34 | 1.8922 | 0.2587 | 1.4741 | 2 | 2022-01-01 | NG | SFNGSlab | 0.34 | 1.8922 | 0.2587 | 1.4741 | 2 | 2022-01-01 | NG | SFNGSlab | 0.34 | 1.8922 | 0.2587 | 1.4741 | 2 | 2022-01-01 | NG | SFNGSlab | 0.34 | 1.8922 | 0.2587 | 1.4741 | 2 | 2022-01-01 | NG | SFNGSlab | 0.34 | 1.8922 | 0.2587 | 1.4741 | 2 | 2022-01-01 | NG | SFNGSlab | 0.34 | 1.8922 | 0.2587 | 1.4741 | 2 | 2022-01-01 | NG | SFNGSlab | 0.34 | 1.8922 | 0.2587 | 1.4741 | 2 | 2022-01-01 | NG | SFNGSlab | 0.34 | 1.8922 | 0.2587 | 1.4741 | 2 | 2022-01-01 | NG | SFNGSlab | 0.34 | 1.8922 | 0.2587 | 1.4741 | 2 | 2022-01-01 | NG | SFNGSlab | 0.34 | 1.8922 | 0.2587 | 1.4741 | 2 | 2022-01-01 | NG | SFNGSlab | 0.34 | 1.8922 | 0.2587 | 1.4741 | 2 | 2022-01-01 | NG | SFNGSlab | 0.34 | 1.8922 | 0.2587 | 1.4741 | 2 | 2022-01-01 | NG | SFNGSlab | 0.34 | 1.8922 | 0.2587 | 1.4741 | 2 | 2022-01-01 | NG | SFNGSlab | 0.34 | 1.8922 | 0.2587 | 1.4741 | 2 | 2022-01-01 | NG | SFNGSlab | 0.34 | 1.8922 | 0.2587 | 1.4741 | 2 | 2022-01-01 | NG | SFNGSlab | 0.34 | 1.8922 | 0.2587 | 1.4741 | 2 | 2022-01-01 | NG | SFNGSlab | 0.34 | 1.8922 | 0.2587 | 1.4741 | 2 | 2022-01-01 | NG | SFNGSlab | 0.34 | 1.8922 | 0.2587 | 1.4741 | 2 | 2022-01-01 | NG | SFNGSlab | 0.34 | 1.8922 | 0.2587 | 1.4741 | 2 | 2022-01-01 | NG | SFNGSlab | 0.34 | 1.8922 | 0.2587 | 1.4741 | 2 | 2022-01-01 | NG | SFNGSlab | 0.34 | 1.8922 | 0.2587 | 1.4741 | 2 | 2022-01-01 | NG | SFNGSlab | 0.34 | 1.8922 | 0.2587 | 1.4741 | 2 | 2022-01-01 | NG | SFNGSlab | 0.34 | 1.8922 | 0.2587 | 1.4741 | 2 | 2022-01-01 | NG | SFNGSlab | 0.34 | 1.8922 | 0.2587 | 1.4741 | 2 | 2022-01-01 | NG | SFNGSlab | 0.34 | 1.8922 | 0.2587 | 1.4741 | 2 | 2022-01-01 | NG | SFNGSlab | 0.34 | 1.8922 | 0.2587 | 1.4741 | 2 | 2022-01-01 | NG | SFNGSlab | 0.34 | 1.8922 | 0.2587 | 1.4741 | 2 | 2022-01-01 | NG | SFNGSlab | 0.34 | 1.8922 | 0.2587 | 1.4741 | 2 | 2022-01-01 | NG | SFNGSlab | 0.34 | 1.8922 | 0.2587 | 1.4741 | 2 | 2022-01-01 | NG | SFNGSlab | 0.34 | 1.8922 | 0.2587 | 1.4741 | 2 | 2022-01-01 | NG | SFNGSlab | 0.34 | 1.8922 | 0.2587 | 1.4741 | 2 | 2022-01-01 | NG | SFNGSlab | 0.34 | 1.8922 | 0.2587 | 1.4741 | 2 | 2022-01-01 | NG | SFNGSlab | 0.34 | 1.8922 | 0.2587 | 1.4741 | 2 | 2022-01-01 | NG | SFNGSlab | 0.34 | 1.8922 | 0.2587 | 1.4741 | 2 | 2022-01-01 | NG | SFNGSlab | 0.34 | 1.8922 | 0.2587 | 1.4741 | 2 | 2022-01-01 | NG | SFNGSlab | 0.34 | 1.8922 | 0.2587 | 1.4741 | 2 | 2022-01-01 | NG | SFNGSlab | 0.34 | 1.8922 | 0.2587 | 1.4741 | 2 | 2022-01-01 | NG | SFNGSlab | 0.34 | 1.8922 | 0.2587 | 1.4741 | 2 | 2022-01-01 | NG | SFNGSlab | 0.34 | 1.8922 | 0.2587 | 1.4741 | 2 | 2022-01-01 | NG | SFNGSlab | 0.34 | 1.8922 | 0.2587 | 1.4741 | 2 | 2022-01-01 | NG | SFNGSlab | 0.34 | 1.8922 | 0.2587 | 1.4741 | 2 | 2022-01-01 | NG | SFNGSlab | 0.34 | 1.8922 | 0.2587 | 1.4741 | 2 | 2022-01-01 | NG | SFNGSlab | 0.34 | 1.8922 | 0.2587 | 1.4741 | 2 | 2022-01-01 | NG | SFNGSlab | 0.34 | 1.8922 | 0.2587 | 1.4741 | 2 | 2022-01-01 | NG | SFNGSlab | 0.34 | 1.8922 | 0.2587 | 1.4741 | 2 | 2022-01-01 | NG | SFNGSlab | 0.34 | 1.8922 | 0.2587 | 1.4741 | 2 | 2022-01-01 | NG | SFNGSlab | 0.34 | 1.8922 | 0.2587 | 1.4741 | 2 | 2022-01-01 | NG | SFNGSlab | 0.34 | 1.8922 | 0.2587 | 1.4741 | 2 | 2022-01-01 | NG | SFNGSlab | 0.34 | 1.8922 | 0.2587 | 1.4741 | 2 | 2022-01-01 | NG | SFNGSlab | 0.34 | 1.8922 | 0.2587 | 1.4741 | 2 | 2022-01-01 | NG | SFNGSlab | 0.34 | 1.8922 | 0.2587 | 1.4741 | 2 | 2022-01-01 | NG | SFNGSlab | 0.34 | 1.8922 | 0.2587 | 1.4741 | 2 | 2022-01-01 | NG | SFNGSlab | 0.34 | 1.8922 | 0.2587 | 1.4741 | 2 | 2022-01-01 | NG | SFNGSlab | 0.34 | 1.8922 | 0.2587 | 1.4741 | 2 | 2022-01-01 | NG | SFNGSlab | 0.34 | 1.8922 | 0.2587 | 1.4741 | 2 | 2022-01-01 | NG | SFNGSlab | 0.34 | 1.8922 | 0.2587 | 1.4741 | 2 | 2022-01-01 | NG | SFNGSlab | 0.34 | 1.8922 | 0.2587 | 1.4741 | 2 | 2022-01-01 | NG | SFNGSlab | 0.34 | 1.8922 | 0.2587 | 1.4741 | 2 | 2022-01-01 | NG | SFNGSlab | 0.34 | 1.8922 | 0.2587 | 1.4741 | 2 | 2022-01-01 | NG | SFNGSlab | 0.34 | 1.8922 | 0.2587 | 1.4741 | 2 | 2022-01-01 | NG | SFNGSlab | 0.34 | 1.8922 | 0.2587 | 1.4741 | 2 | 2022-01-01 | NG | SFNGSlab | 0.34 | 1.8922 | 0.2587 | 1.4741 | 2 | 2022-01-01 | NG | SFNGSlab | 0.34 | 1.8922 | 0.2587 | 1.4741 | 2 | 2022-01-01 | NG | SFNGSlab | 0.34 | 1.8922 | 0.2587 | 1.4741 | 2 | 2022-01-01 | NG | SFNGSlab | 0.34 | 1.8922 | 0.2587 | 1.4741 | 2 | 2022-01-01 | NG | SFNGSlab | 0.34 | 1.8922 | 0.2587 | 1.4741 | 2 | 2022-01-01 | NG | SFNGSlab | 0.34 | 1.8922 | 0.2587 | 1.4741 | 2 | 2022-01-01 | NG | SFNGSlab | 0.34 | 1.8922 | 0.2587 | 1.4741 | 2 | 2022-01-01 | NG | SFNGSlab | 0.34 | 1.8922 | 0.2587 | 1.4741 | 2 | 2022-01-01 | NG | SFNGSlab | 0.34 | 1.8922 | 0.2587 | 1.4741 | 2 | 2022-01-01 | NG | SFNGSlab | 0.34 | 1.8922 | 0.2587 | 1.4741 | 2 | 2022-01-01 | NG | SFNGSlab | 0.34 | 1.8922 | 0.2587 | 1.4741 | 2 | 2022-01-01 | NG | SFNGSlab | 0.34 | 1.8922 | 0.2587 | 1.4741 | 2 | 2022-01-01 | NG | SFNGSlab | 0.34 | 1.8922 | 0.2587 | 1.4741 | 2 | 2022-01-01 | NG | SFNGSlab | 0.34 | 1.8922 | 0.2587 | 1.4741 | 2 | 2022-01-01 | NG | SFNGSlab | 0.34 | 1.8922 | 0.2587 | 1.4741 | 2 | 2022-01-01 | NG | SFNGSlab | 0.34 | 1.8922 | 0.2587 | 1.4741 | 2 | 2022-01-01 | NG | SFNGSlab | 0.34 | 1.8922 | 0.2587 | 1.4741 | 2 | 2022-01-01 | NG | SFNGSlab | 0.34 | 1.8922 | 0.2587 | 1.4741 | 2 | 2022-01-01 | NG | SFNGSlab | 0.34 | 1.8922 | 0.2587 | 1.4741 | 2 | 2022-01-01 | NG | SFNGSlab | 0.34 | 1.8922 | 0.2587 | 1.4741 | 2 | 2022-01-01 | NG | SFNGSlab | 0.34 | 1.8922 | 0.2587 | 1.4741 | 2 | 2022-01-01 | NG | SFNGSlab | 0.34 | 1.8922 | 0.2587 | 1.4741 | 2 | 2022-01-01 | NG | SFNGSlab | 0.34 | 1.8922 | 0.2587 | 1.4741 | 2 | 2022-01-01 | NG | SFNGSlab | 0.34 | 1.8922 | 0.2587 | 1.4741 | 2 | 2022-01-01 | NG | SFNGSlab | 0.34 | 1.8922 | 0.2587 | 1.4741 | 2 | 2022-01-01 | NG | SFNGSlab | 0.34 | 1.8922 | 0.2587 | 1.4741 | 2 | 2022-01-01 | NG | SFNGSlab | 0.34 | 1.8922 | 0.2587 | 1.4741 | 2 | 2022-01-01 | NG | SFNGSlab | 0.34 | 1.8922 | 0.2587 | 1.4741 | 2 | 2022-01-01 | NG | SFNGSlab | 0.34 | 1.8922 | 0.2587 | 1.4741 | 2 | 2022-01-01 | NG | SFNGSlab | 0.34 | 1.8922 | 0.2587 | 1.4741 | 2 | 2022-01-01 | NG | SFNGSlab | 0.34 | 1.8922 | 0.2587 | 1.4741 | 2 | 2022-01-01 | NG | SFNGSlab | 0.34 | 1.8922 | 0.2587 | 1.4741 | 2 | 2022-01-01 | NG | SFNGSlab | 0.34 | 1.8922 | 0.2587 | 1.4741 | 2 | 2022-01-01 | NG | SFNGSlab | 0.34 | 1.8922 | 0.2587 | 1.4741 | 2 | 2022-01-01 | NG | SFNGSlab | 0.34 | 1.8922 | 0.2587 | 1.4741 | 2 | 2022-01-01 | NG | SFNGSlab | 0.34 | 1.8922 | 0.2587 | 1.4741 | 2 | 2022-01-01 | NG | SFNGSlab | 0.34 | 1.8922 | 0.2587 | 1.4741 | 2 | 2022-01-01 | NG | SFNGSlab | 0.34 | 1.8922 | 0.2587 | 1.4741 | 2 | 2022-01-01 | NG | SFNGSlab | 0.34 | 1.8922 | 0.2587 | 1.4741 | 2 | 2022-01-01 | NG | SFNGSlab | 0.34 | 1.8922 | 0.2587 | 1.4741 | 2 | 2022-01-01 | NG | SFNGSlab | 0.34 | 1.8922 | 0.2587 | 1.4741 | 2 | 2022-01-01 | NG | SFNGSlab | 0.34 | 1.8922 | 0.2587 | 1.4741 | 2 | 2022-01-01 | NG | SFNGSlab | 0.34 | 1.8922 | 0.2587 | 1.4741 | 2 | 2022-01-01 | NG | SFNGSlab | 0.34 | 1.8922 | 0.2587 | 1.4741 | 2 | 2022-01-01 | NG | SFNGSlab | 0.34 | 1.8922 | 0.2587 | 1.4741 | 2 | 2022-01-01 | NG | SFNGSlab | 0.34 | 1.8922 | 0.2587 | 1.4741 | 2 | 2022-01-01 | NG | SFNGSlab | 0.34 | 1.8922 | 0.2587 | 1.4741 | 2 | 2022-01-01 | NG | SFNGSlab | 0.34 | 1.8922 | 0.2587 | 1.4741 | 2 | 2022-01-01 | NG | SFNGSlab | 0.34 | 1.8922 | 0.2587 | 1.4741 | 2 | 2022-01-01 | NG | SFNGSlab | 0.34 | 1.8922 | 0.2587 | 1.4741 | 2 | 2022-01-01 | NG | SFNGSlab | 0.34 | 1.8922 | 0.2587 | 1.4741 | 2 | 2022-01-01 | NG | SFNGSlab | 0.34 | 1.8922 | 0.2587 | 1.4741 | 2 | 2022-01-01 | NG | SFNGSlab | 0.34 | 1.8922 | 0.2587 | 1.4741 | 2 | 2022-01-01 | NG | SFNGSlab | 0.34 | 1.8922 | 0.2587 | 1.4741 | 2 | 2022-01-01 | NG | SFNGSlab | 0.34 | 1.8922 | 0.2587 | 1.4741 | 2 | 2022-01-01 | NG | SFNGSlab | 0.34 | 1.8922 | 0.2587 | 1.4741 | 2 | 2022-01-01 | NG | SFNGSlab | 0.34 | 1.8922 | 0.2587 | 1.4741 | 2 | 2022-01-01 | NG | SFNGSlab | 0.34 | 1.8922 | 0.2587 | 1.4741 | 2 | 2022-01-01 | NG | SFNGSlab | 0.34 | 1.8922 | 0.2587 | 1.4741 | 2 | 2022-01-01 | NG | SFNGSlab | 0.34 | 1.8922 | 0.2587 | 1.4741 | 2 | 2022-01-01 | NG | SFNGSlab | 0.34 | 1.8922 | 0.2587 | 1.4741 | 2 | 2022-01-01 | NG | SFNGSlab | 0.34 | 1.8922 | 0.2587 | 1.4741 | 2 | 2022-01-01 | NG | SFNGSlab | 0.34 | 1.8922 | 0.2587 | 1.4741 | 2 | 2022-01-01 | NG | SFNGSlab | 0.34 | 1.8922 | 0.2587 | 1.4741 | 2 | 2022-01-01 | NG | SFNGSlab | 0.34 | 1.8922 | 0.2587 | 1.4741 | 2 | 2022-01-01 | NG | SFNGSlab | 0.34 | 1.8922 | 0.2587 | 1.4741 | 2 | 2022-01-01 | NG | SFNGSlab | 0.34 | 1.8922 | 0.2587 | 1.4741 | 2 | 2022-01-01 | NG | SFNGSlab | 0.34 | 1.8922 | 0.2587 | 1.4741 | 2 | 2022-01-01 | NG | SFNGSlab | 0.34 | 1.8922 | 0.2587 | 1.4741 | 2 | 2022-01-01 | NG | SFNGSlab | 0.34 | 1.8922 | 0.2587 | 1.4741 | 2 | 2022-01-01 | NG | SFNGSlab | 0.34 | 1.8922 | 0.2587 | 1.4741 | 2 | 2022-01-01 | NG | SFNGSlab | 0.34 | 1.8922 | 0.2587 | 1.4741 | 2 | 2022-01-01 | NG | SFNGSlab | 0.34 | 1.8922 | 0.2587 | 1.4741 | 2 | 2022-01-01 | NG | SFNGSlab | 0.34 | 1.8922 | 0.2587 | 1.4741 | 2 | 2022-01-01 | NG | SFNGSlab | 0.34 | 1.8922 | 0.2587 | 1.4741 | 2 | 2022-01-01 | NG | SFNGSlab | 0.34 | 1.8922 | 0.2587 | 1.4741 | 2 | 2022-01-01 | NG | SFNGSlab | 0.34 | 1.8922 | 0.2587 | 1.4741 | 2 | 2022-01-01 | NG | SFNGSlab | 0.34 | 1.8922 | 0.2587 | 1.4741 | 2 | 2022-01-01 | NG | SFNGSlab | 0.34 | 1.8922 | 0.2587 | 1.4741 | 2 | 2022-01-01 | NG | SFNGSlab | 0.34 | 1.8922 | 0.2587 | 1.4741 | 2 | 2022-01-01 | NG | SFNGSlab | 0.34 | 1.8922 | 0.2587 | 1.4741 | 2 | 2022-01-01 | NG | SFNGSlab | 0.34 | 1.8922 | 0.2587 | 1.4741 | 2 | 2022-01-01 | NG | SFNGSlab | 0.34 | 1.8922 | 0.2587 | 1.4741 | 2 | 2022-01-01 | NG | SFNGSlab | 0.34 | 1.8922 | 0.2587 | 1.4741 | 2 | 2022-01-01 | NG | SFNGSlab | 0.34 | 1.8922 | 0.2587 | 1.4741 | 2 | 2022-01-01 | NG | SFNGSlab | 0.34 | 1.8922 | 0.2587 | 1.4741 | 2 | 2022-01-01 | NG | SFNGSlab | 0.34 | 1.8922 | 0.2587 | 1.4741 | 2 | 2022-01-01 | NG | SFNGSlab | 0.34 | 1.8922 | 0.2587 | 1.4741 | 2 | 2022-01-01 | NG | SFNGSlab | 0.34 | 1.8922 | 0.2587 | 1.4741 | 2 | 2022-01-01 | NG | SFNGSlab | 0.34 | 1.8922 | 0.2587 | 1.4741 | 2 | 2022-01-01 | NG | SFNGSlab | 0.34 | 1.8922 | 0.2587 | 1.4741 | 2 | 2022-01-01 | NG | SFNGSlab | 0.34 | 1.8922 | 0.2587 | 1.4741 | 2 | 2022-01-01 | NG | SFNGSlab | 0.34 | 1.8922 | 0.2587 | 1.4741 | 2 | 2022-01-01 | NG | SFNGSlab | 0.34 | 1.8922 | 0.2587 | 1.4741 | 2 | 2022-01-01 | NG | SFNGSlab | 0.34 | 1.8922 | 0.2587 | 1.4741 | 2 | 2022-01-01 | NG | SFNGSlab | 0.34 | 1.8922 | 0.2587 | 1.4741 | 2 | 2022-01-01 | NG | SFNGSlab | 0.34 | 1.8922 | 0.2587 | 1.4741 | 2 | 2022-01-01 | NG | SFNGSlab | 0.34 | 1.8922 | 0.2587 | 1.4741 | 2 | 2022-01-01 | NG | SFNGSlab | 0.34 | 1.8922 | 0.2587 | 1.4741 | 2 | 2022-01-01 | NG | SFNGSlab | 0.34 | 1.8922 | 0.2587 | 1.4741 | 2 | 2022-01-01 | NG | SFNGSlab | 0.34 | 1.8922 | 0.2587 | 1.4741 | 2 | 2022-01-01 | NG | SFNGSlab | 0.34 | 1.8922 | 0.2587 | 1.4741 | 2 | 2022-01-01 | NG | SFNGSlab | 0.34 | 1.8922 | 0.2587 | 1.4741 | 2 | 2022-01-01 | NG | SFNGSlab | 0.34 | 1.8922 | 0.2587 | 1.4741 | 2 | 2022-01-01 | NG | SFNGSlab | 0.34 | 1.8922 | 0.2587 | 1.4741 | 2 | 2022-01-01 | NG | SFNGSlab | 0.34 | 1.8922 | 0.2587 | 1.4741 | 2 | 2022-01-01 | NG | SFNGSlab | 0.34 | 1.8922 | 0.2587 | 1.4741 | 2 | 2022-01-01 | NG | SFNGSlab | 0.34 | 1.8922 | 0.2587 | 1.4741 | 2 | 2022-01-01 | NG | SFNGSlab | 0.34 | 1.8922 | 0.2587 | 1.4741 | 2 | 2022-01-01 | NG | SFNGSlab | 0.34 | 1.8922 | 0.2587 | 1.4741 | 2 | 2022-01-01 | NG | SFNGSlab | 0.34 | 1.8922 | 0.2587 | 1.4741 | 2 | 2022-01-01 | NG | SFNGSlab | 0.34 | 1.8922 | 0.2587 | 1.4741 | 2 | 2022-01-01 | NG | SFNGSlab | 0.34 | 1.8922 | 0.2587 | 1.4741 | 2 | 2022-01-01 | NG | SFNGSlab | 0.34 | 1.8922 | 0.2587 | 1.4741 | 2 | 2022-01-01 | NG | SFNGSlab | 0.34 | 1.8922 | 0.2587 | 1.4741 | 2 | 2022-01-01 | NG | SFNGSlab | 0.34 | 1.8922 | 0.2587 | 1.4741 | 2 | 2022-01-01 | NG | SFNGSlab | 0.34 | 1.8922 | 0.2587 | 1.4741 | 2 | 2022-01-01 | NG | SFNGSlab | 0.34 | 1.8922 | 0.2587 | 1.4741 | 2 | 2022-01-01 | NG | SFNGSlab | 0.34 | 1.8922 | 0.2587 | 1.4741 | 2 | 2022-01-01 | NG | SFNGSlab | 0.34 | 1.8922 | 0.2587 | 1.4741 | 2 | 2022-01-01 | NG | SFNGSlab | 0.34 | 1.8922 | 0.2587 | 1.4741 | 2 | 2022-01-01 | NG | SFNGSlab | 0.34 | 1.8922 | 0.2587 | 1.4741 | 2 | 2022-01-01 | NG | SFNGSlab | 0.34 | 1.8922 | 0.2587 | 1.4741 | 2 | 2022-01-01 | NG | SFNGSlab | 0.34 | 1.8922 | 0.2587 | 1.4741 | 2 | 2022-01-01 | NG | SFNGSlab | 0.34 | 1.8922 | 0.2587 | 1.4741 | 2 | 2022-01-01 | NG | SFNGSlab | 0.34 | 1.8922 | 0.2587 | 1.4741 | 2 | 2022-01-01 | NG | SFNGSlab | 0.34 | 1.8922 | 0.2587 | 1.4741 | 2 | 2022-01-01 | NG | SFNGSlab | 0.34 | 1.8922 | 0.2587 | 1.4741 | 2 | 2022-01-01 | NG | SFNGSlab | 0.34 | 1.8922 | 0.2587 | 1.4741 | 2 | 2022-01-01 | NG | SFNGSlab | 0.34 | 1.8922 | 0.2587 | 1.4741 | 2 | 2022-01-01 | NG | SFNGSlab | 0.34 | 1.8922 | 0.2587 | 1.4741 | 2 | 2022-01-01 | NG | SFNGSlab | 0.34 | 1.8922 | 0.2587 | 1.4741 | 2 | 2022-01-01 | NG | SFNGSlab | 0.34 | 1.8922 | 0.2587 | 1.4741 | 2 | 2022-01-01 | NG | SFNGSlab | 0.34 | 1.8922 | 0.2587 | 1.4741 | 2 | 2022-01-01 | NG | SFNGSlab | 0.34 | 1.8922 | 0.2587 | 1.4741 | 2 | 2022-01-01 | NG | SFNGSlab | 0.34 | 1.8922 | 0.2587 | 1.4741 | 2 | 2022-01-01 | NG | SFNGSlab | 0.34 | 1.8922 | 0.2587 | 1.4741 | 2 | 2022-01-01 | NG | SFNGSlab | 0.34 | 1.8922 | 0.2587 | 1.4741 | 2 | 2022-01-01 | NG | SFNGSlab | 0.34 | 1.8922 | 0.2587 | 1.4741 | 2 | 2022-01-01 | NG | SFNGSlab | 0.34 | 1.8922 | 0.2587 | 1.4741 | 2 | 2022-01-01 | NG | SFNGSlab | 0.34 | 1.8922 | 0.2587 | 1.4741 | 2 | 2022-01-01 | NG | SFNGSlab | 0.34 | 1.8922 | 0.2587 | 1.4741 | 2 | 2022-01-01 | NG | SFNGSlab | 0.34 | 1.8922 | 0.2587 | 1.4741 | 2 | 2022-01-01 | NG | SFNGSlab | 0.34 | 1.8922 | 0.2587 | 1.4741 | 2 | 2022-01-01 | NG | SFNGSlab | 0.34 | 1.8922 | 0.2587 | 1.4741 | 2 | 2022-01-01 | NG | SFNGSlab | 0.34 | 1.8922 | 0.2587 | 1.4741 | 2 | 2022-01-01 | NG | SFNGSlab | 0.34 | 1.8922 | 0.2587 | 1.4741 | 2 | 2022-01-01 | NG | SFNGSlab | 0.34 | 1.8922 | 0.2587 | 1.4741 | 2 | 2022-01-01 | NG | SFNGSlab | 0.34 | 1.8922 | 0.2587 | 1.4741 | 2 | 2022-01-01 | NG | SFNGSlab | 0.34 | 1.8922 | 0.2587 | 1.4741 | 2 | 2022-01-01 | NG | SFNGSlab | 0.34 | 1.8922 | 0.2587 | 1.4741 | 2 | 2022-01-01 | NG | SFNGSlab | 0.34 | 1.8922 | 0.2587 | 1.4741 | 2 | 2022-01-01 | NG | SFNGSlab | 0.34 | 1.8922 | 0.2587 | 1.4741 | 2 | 2022-01-01 | NG | SFNGSlab | 0.34 | 1.8922 | 0.2587 | 1.4741 | 2 | 2022-01-01 | NG | SFNGSlab | 0.34 | 1.8922 | 0.2587 | 1.4741 | 2 | 2022-01-01 | NG | SFNGSlab | 0.34 | 1.8922 | 0.2587 | 1.4741 | 2 | 2022-01-01 | NG | SFNGSlab | 0.34 | 1.8922 | 0.2587 | 1.4741 | 2 | 2022-01-01 | NG | SFNGSlab | 0.34 | 1.8922 | 0.2587 | 1.4741 | 2 | 2022-01-01 | NG | SFNGSlab | 0.34 | 1.8922 | 0.2587 | 1.4741 | 2 | 2022-01-01 | NG | SFNGSlab | 0.34 | 1.8922 | 0.2587 | 1.4741 | 2 | 2022-01-01 | NG | SFNGSlab | 0.34 | 1.8922 | 0.2587 | 1.4741 | 2 | 2022-01-01 | NG | SFNGSlab | 0.34 | 1.8922 | 0.2587 | 1.4741 | 2 | 2022-01-01 | NG | SFNGSlab | 0.34 | 1.8922 | 0.2587 | 1.4741 | 2 | 2022-01-01 | NG | SFNGSlab | 0.34 | 1.8922 | 0.2587 | 1.4741 | 2 | 2022-01-01 | NG | SFNGSlab | 0.34 | 1.8922 | 0.2587 | 1.4741 | 2 | 2022-01-01 | NG | SFNGSlab | 0.34 | 1.8922 | 0.2587 | 1.4741 | 2 | 2022-01-01 | NG | SFNGSlab | 0.34 | 1.8922 | 0.2587 | 1.4741 | 2 | 2022-01-01 | NG | SFNGSlab | 0.34 | 1.8922 | 0.2587 | 1.4741 | 2 | 2022-01-01 | NG | SFNGSlab | 0.34 | 1.8922 | 0.2587 | 1.4741 | 2 | 2022-01-01 | NG | SFNGSlab | 0.34 | 1.8922 | 0.2587 | 1.4741 | 2 | 2022-01-01 | NG | SFNGSlab | 0.34 | 1.8922 | 0.2587 | 1.4741 | 2 | 2022-01-01 | NG | SFNGSlab | 0.34 | 1.8922 | 0.2587 | 1.4741 | 2 | 2022-01-01 | NG | SFNGSlab | 0.34 | 1.8922 | 0.2587 | 1.4741 | 2 | 2022-01-01 | NG | SFNGSlab | 0.34 | 1.8922 | 0.2587 | 1.4741 | 2 | 2022-01-01 | NG | SFNGSlab | 0.34 | 1.8922 | 0.2587 | 1.4741 | 2 | 2022-01-01 | NG | SFNGSlab | 0.34 | 1.8922 | 0.2587 | 1.4741 | 2 | 2022-01-01 | NG | SFNGSlab | 0.34 | 1.8922 | 0.2587 | 1.4741 | 2 | 2022-01-01 | NG | SFNGSlab | 0.34 | 1.8922 | 0.2587 | 1.4741 | 2 | 2022-01-01 | NG | SFNGSlab | 0.34 | 1.8922 | 0.2587 | 1.4741 | 2 | 2022-01-01 | NG | SFNGSlab | 0.34 | 1.8922 | 0.2587 | 1.4741 | 2 | 2022-01-01 | NG | SFNGSlab | 0.34 | 1.8922 | 0.2587 | 1.4741 | 2 | 2022-01-01 | NG | SFNGSlab | 0.34 | 1.8922 | 0.2587 | 1.4741 | 2 | 2022-01-01 | NG | SFNGSlab | 0.34 | 1.8922 | 0.2587 | 1.4741 | 2 | 2022-01-01 | NG | SFNGSlab | 0.34 | 1.8922 | 0.2587 | 1.4741 | 2 | 2022-01-01 | NG | SFNGSlab | 0.34 | 1.8922 | 0.2587 | 1.4741 | 2 | 2022-01-01 | NG | SFNGSlab | 0.34 | 1.8922 | 0.2587 | 1.4741 | 2 | 2022-01-01 | NG | SFNGSlab | 0.34 | 1.8922 | 0.2587 | 1.4741 | 2 | 2022-01-01 | NG | SFNGSlab | 0.34 | 1.8922 | 0.2587 | 1.4741 | 2 | 2022-01-01 | NG | SFNGSlab | 0.34 | 1.8922 | 0.2587 | 1.4741 | 2 | 2022-01-01 | NG | SFNGSlab | 0.34 | 1.8922 | 0.2587 | 1.4741 | 2 | 2022-01-01 | NG | SFNGSlab | 0.34 | 1.8922 | 0.2587 | 1.4741 | 2 | 2022-01-01 | NG | SFNGSlab | 0.34 | 1.8922 | 0.2587 | 1.4741 | 2 | 2022-01-01 | NG | SFNGSlab | 0.34 | 1.8922 | 0.2587 | 1.4741 | 2 | 2022-01-01 | NG | SFNGSlab | 0.34 | 1.8922 | 0.2587 | 1.4741 | 2 | 2022-01-01 | NG | SFNGSlab | 0.34 | 1.8922 | 0.2587 | 1.4741 | 2 | 2022-01-01 | NG | SFNGSlab | 0.34 | 1.8922 | 0.2587 | 1.4741 | 2 | 2022-01-01 | NG | SFNGSlab | 0.34 | 1.8922 | 0.2587 | 1.4741 | 2 | 2022-01-01 | NG | SFNGSlab | 0.34 | 1.8922 | 0.2587 | 1.4741 | 2 | 2022-01-01 | NG | SFNGSlab | 0.34 | 1.8922 | 0.2587 | 1.4741 | 2 | 2022-01-01 | NG | SFNGSlab | 0.34 | 1.8922 | 0.2587 | 1.4741 | 2 | 2022-01-01 | NG | SFNGSlab | 0.34 | 1.8922 | 0.2587 | 1.4741 | 2 | 2022-01-01 | NG | SFNGSlab | 0.34 | 1.8922 | 0.2587 | 1.4741 | 2 | 2022-01-01 | NG | SFNGSlab | 0.34 | 1.8922 | 0.2587 | 1.4741 | 2 | 2022-01-01 | NG | SFNGSlab | 0.34 | 1.8922 | 0.2587 | 1.4741 | 2 | 2022-01-01 | NG | SFNGSlab | 0.34 | 1.8922 | 0.2587 | 1.4741 | 2 | 2022-01-01 | NG | SFNGSlab | 0.34 | 1.8922 | 0.2587 | 1.4741 | 2 | 2022-01-01 | NG | SFNGSlab | 0.34 | 1.8922 | 0.2587 | 1.4741 | 2 | 2022-01-01 | NG | SFNGSlab | 0.34 | 1.8922 | 0.2587 | 1.4741 | 2 | 2022-01-01 | NG | SFNGSlab | 0.34 | 1.8922 | 0.2587 | 1.4741 | 2 | 2022-01-01 | NG | SFNGSlab | 0.34 | 1.8922 | 0.2587 | 1.4741 | 2 | 2022-01-01 | NG | SFNGSlab | 0.34 | 1.8922 | 0.2587 | 1.4741 | 2 | 2022-01-01 | NG | SFNGSlab | 0.34 | 1.8922 | 0.2587 | 1.4741 | 2 | 2022-01-01 | NG | SFNGSlab | 0.34 | 1.8922 | 0.2587 | 1.4741 | 2 | 2022-01-01 | NG | SFNGSlab | 0.34 | 1.8922 | 0.2587 | 1.4741 | 2 | 2022-01-01 | NG | SFNGSlab | 0.34 | 1.8922 | 0.2587 | 1.4741 | 2 | 2022-01-01 | NG | SFNGSlab | 0.34 | 1.8922 | 0.2587 | 1.4741 | 2 | 2022-01-01 | NG | SFNGSlab | 0.34 | 1.8922 | 0.2587 | 1.4741 | 2 | 2022-01-01 | NG | SFNGSlab | 0.34 | 1.8922 | 0.2587 | 1.4741 | 2 | 2022-01-01 | NG | SFNGSlab | 0.34 | 1.8922 | 0.2587 | 1.4741 | 2 | 2022-01-01 | NG | SFNGSlab | 0.34 | 1.8922 | 0.2587 | 1.4741 | 2 | 2022-01-01 | NG | SFNGSlab | 0.34 | 1.8922 | 0.2587 | 1.4741 | 2 | 2022-01-01 | NG | SFNGSlab | 0.34 | 1.8922 | 0.2587 | 1.4741 | 2 | 2022-01-01 | NG | SFNGSlab | 0.34 | 1.8922 | 0.2587 | 1.4741 | 2 | 2022-01-01 | NG | SFNGSlab | 0.34 | 1.8922 | 0.2587 | 1.4741 | 2 | 2022-01-01 | NG | SFNGSlab | 0.34 | 1.8922 | 0.2587 | 1.4741 | 2 | 2022-01-01 | NG | SFNGSlab | 0.34 | 1.8922 | 0.2587 | 1.4741 | 2 | 2022-01-01 | NG | SFNGSlab | 0.34 | 1.8922 | 0.2587 | 1.4741 | 2 | 2022-01-01 | NG | SFNGSlab | 0.34 | 1.8922 | 0.2587 | 1.4741 | 2 | 2022-01-01 | NG | SFNGSlab | 0.34 | 1.8922 | 0.2587 | 1.4741 | 2 | 2022-01-01 | NG | SFNGSlab | 0.34 | 1.8922 | 0.2587 | 1.4741 | 2 | 2022-01-01 | NG | SFNGSlab | 0.34 | 1.8922 | 0.2587 | 1.4741 | 2 | 2022-01-01 | NG | SFNGSlab | 0.34 | 1.8922 | 0.2587 | 1.4741 | 2 | 2022-01-01 | NG | SFNGSlab | 0.34 | 1.8922 | 0.2587 | 1.4741 | 2 | 2022-01-01 | NG | SFNGSlab | 0.34 | 1.8922 | 0.2587 | 1.4741 | 2 | 2022-01-01 | NG | SFNGSlab | 0.34 | 1.8922 | 0.2587 | 1.4741 | 2 | 2022-01-01 | NG | SFNGSlab | 0.34 | 1.8922 | 0.2587 | 1.4741 | 2 | 2022-01-01 | NG | SFNGSlab | 0.34 | 1.8922 | 0.2587 | 1.4741 | 2 | 2022-01-01 | NG | SFNGSlab | 0.34 | 1.8922 | 0.2587 | 1.4741 | 2 | 2022-01-01 | NG | SFNGSlab | 0.34 | 1.8922 | 0.2587 | 1.4741 | 2 | 2022-01-01 | NG | SFNGSlab | 0.34 | 1.8922 | 0.2587 | 1.4741 | 2 | 2022-01-01 | NG | SFNGSlab | 0.34 | 1.8922 | 0.2587 | 1.4741 | 2 | 2022-01-01 | NG | SFNGSlab | 0.34 | 1.8922 | 0.2587 | 1.4741 | 2 | 2022-01-01 | NG | SFNGSlab | 0.34 | 1.8922 | 0.2587 | 1.4741 | 2 | 2022-01-01 | NG | SFNGSlab | 0.34 | 1.8922 | 0.2587 | 1.4741 | 2 | 2022-01-01 | NG | SFNGSlab | 0.34 | 1.8922 | 0.2587 | 1.4741 | 2 | 2022-01-01 | NG | SFNGSlab | 0.34 | 1.8922 | 0.2587 | 1.4741 | 2 | 2022-01-01 | NG | SFNGSlab | 0.34 | 1.8922 | 0.2587 | 1.4741 | 2 | 2022-01-01 | NG | SFNGSlab | 0.34 | 1.8922 | 0.2587 | 1.4741 | 2 | 2022-01-01 | NG | SFNGSlab | 0.34 | 1.8922 | 0.2587 | 1.4741 | 2 | 2022-01-01 | NG | SFNGSlab | 0.34 | 1.8922 | 0.2587 | 1.4741 | 2 | 2022-01-01 | NG | SFNGSlab | 0.34 | 1.8922 | 0.2587 | 1.4741 | 2 | 2022-01-01 | NG | SFNGSlab | 0.34 | 1.8922 | 0.2587 | 1.4741 | 2 | 2022-01-01 | NG | SFNGSlab | 0.34 | 1.8922 | 0.2587 | 1.4741 | 2 | 2022-01-01 | NG | SFNGSlab | 0.34 | 1.8922 | 0.2587 | 1.4741 | 2 | 2022-01-01 | NG | SFNGSlab | 0.34 | 1.8922 | 0.2587 | 1.4741 | 2 | 2022-01-01 | NG | SFNGSlab | 0.34 | 1.8922 | 0.2587 | 1.4741 | 2 | 2022-01-01 | NG | SFNGSlab | 0.34 | 1.8922 | 0.2587 | 1.4741 | 2 | 2022-01-01 | NG | SFNGSlab | 0.34 | 1.8922 | 0.2587 | 1.4741 | 2 | 2022-01-01 | NG | SFNGSlab | 0.34 | 1.8922 | 0.2587 | 1.4741 | 2 | 2022-01-01 | NG | SFNGSlab | 0.34 | 1.8922 | 0.2587 | 1.4741 | 2 | 2022-01-01 | NG | SFNGSlab | 0.34 | 1.8922 | 0.2587 | 1.4741 | 2 | 2022-01-01 | NG | SFNGSlab | 0.34 | 1.8922 | 0.2587 | 1.4741 | 2 | 2022-01-01 | NG | SFNGSlab | 0.34 | 1.8922 | 0.2587 | 1.4741 | 2 | 2022-01-01 | NG | SFNGSlab | 0.34 | 1.8922 | 0.2587 | 1.4741 | 2 | 2022-01-01 | NG | SFNGSlab | 0.34 | 1.8922 | 0.2587 | 1.4741 | 2 | 2022-01-01 | NG | SFNGSlab | 0.34 | 1.8922 | 0.2587 | 1.4741 | 2 | 2022-01-01 | NG | SFNGSlab | 0.34 | 1.8922 | 0.2587 | 1.4741 | 2 | 2022-01-01 | NG | SFNGSlab | 0.34 | 1.8922 | 0.2587 | 1.4741 | 2 | 2022-01-01 | NG | SFNGSlab | 0.34 | 1.8922 | 0.2587 | 1.4741 | 2 | 2022-01-01 | NG | SFNGSlab | 0.34 | 1.8922 | 0.2587 | 1.4741 | 2 | 2022-01-01 | NG | SFNGSlab | 0.34 | 1.8922 | 0.2587 | 1.4741 | 2 | 2022-01-01 | NG | SFNGSlab | 0.34 | 1.8922 | 0.2587 | 1.4741 | 2 | 2022-01-01 | NG | SFNGSlab | 0.34 | 1.8922 | 0.2587 | 1.4741 | 2 | 2022-01-01 | NG | SFNGSlab | 0.34 | 1.8922 | 0.2587 | 1.4741 | 2 | 2022-01-01 | NG | SFNGSlab | 0.34 | 1.8922 | 0.2587 | 1.4741 | 2 | 2022-01-01 | NG | SFNGSlab | 0.34 | 1.8922 | 0.2587 | 1.4741 | 2 | 2022-01-01 | NG | SFNGSlab | 0.34 | 1.8922 | 0.2587 | 1.4741 | 2 | 2022-01-01 | NG | SFNGSlab | 0.34 | 1.8922 | 0.2587 | 1.4741 | 2 | 2022-01-01 | NG | SFNGSlab | 0.34 | 1.8922 | 0.2587 | 1.4741 | 2 | 2022-01-01 | NG | SFNGSlab | 0.34 | 1.8922 | 0.2587 | 1.4741 | 2 | 2022-01-01 | NG | SFNGSlab | 0.34 | 1.8922 | 0.2587 | 1.4741 | 2 | 2022-01-01 | NG | SFNGSlab | 0.34 | 1.8922 | 0.2587 | 1.4741 | 2 | 2022-01-01 | NG | SFNGSlab | 0.34 | 1.8922 | 0.2587 | 1.4741 | 2 | 2022-01-01 | NG | SFNGSlab | 0.34 | 1.8922 | 0.2587 | 1.4741 | 2 | 2022-01-01 | NG | SFNGSlab | 0.34 | 1.8922 | 0.2587 | 1.4741 | 2 | 2022-01-01 | NG | SFNGSlab | 0.34 | 1.8922 | 0.2587 | 1.4741 | 2 | 2022-01-01 | NG | SFNGSlab | 0.34 | 1.8922 | 0.2587 | 1.4741 | 2 | 2022-01-01 | NG | SFNGSlab | 0.34 | 1.8922 | 0.2587 | 1.4741 | 2 | 2022-01-01 | NG | SFNGSlab | 0.34 | 1.8922 | 0.2587 | 1.4741 | 2 | 2022-01-01 | NG | SFNGSlab | 0.34 | 1.8922 | 0.2587 | 1.4741 | 2 | 2022-01-01 | NG | SFNGSlab | 0.34 | 1.8922 | 0.2587 | 1.4741 | 2 | 2022-01-01 | NG | SFNGSlab | 0.34 | 1.8922 | 0.2587 | 1.4741 | 2 | 2022-01-01 | NG | SFNGSlab | 0.34 | 1.8922 | 0.2587 | 1.4741 | 2 | 2022-01-01 | NG | SFNGSlab | 0.34 | 1.8922 | 0.2587 | 1.4741 | 2 | 2022-01-01 | NG | SFNGSlab | 0.34 | 1.8922 | 0.2587 | 1.4741 | 2 | 2022-01-01 | NG | SFNGSlab | 0.34 | 1.8922 | 0.2587 | 1.4741 | 2 | 2022-01-01 | NG | SFNGSlab | 0.34 | 1.8922 | 0.2587 | 1.4741 | 2 | 2022-01-01 | NG | SFNGSlab | 0.34 | 1.8922 | 0.2587 | 1.4741 | 2 | 2022-01-01 | NG | SFNGSlab | 0.34 | 1.8922 | 0.2587 | 1.4741 | 2 | 2022-01-01 | NG | SFNGSlab | 0.34 | 1.8922 | 0.2587 | 1.4741 | 2 | 2022-01-01 | NG | SFNGSlab | 0.34 | 1.8922 | 0.2587 | 1.4741 | 2 | 2022-01-01 | NG | SFNGSlab | 0.34 | 1.8922 | 0.2587 | 1.4741 | 2 | 2022-01-01 | NG | SFNGSlab | 0.34 | 1.8922 | 0.2587 | 1.4741 | 2 | 2022-01-01 | NG | SFNGSlab | 0.34 | 1.8922 | 0.2587 | 1.4741 | 2 | 2022-01-01 | NG | SFNGSlab | 0.34 | 1.8922 | 0.2587 | 1.4741 | 2 | 2022-01-01 | NG | SFNGSlab | 0.34 | 1.8922 | 0.2587 | 1.4741 | 2 | 2022-01-01 | NG | SFNGSlab | 0.34 | 1.8922 | 0.2587 | 1.4741 | 2 | 2022-01-01 | NG | SFNGSlab | 0.34 | 1.8922 | 0.2587 | 1.4741 | 2 | 2022-01-01 | NG | SFNGSlab | 0.34 | 1.8922 | 0.2587 | 1.4741 | 2 | 2022-01-01 | NG | SFNGSlab | 0.34 | 1.8922 | 0.2587 | 1.4741 | 2 | 2022-01-01 | NG | SFNGSlab | 0.34 | 1.8922 | 0.2587 | 1.4741 | 2 | 2022-01-01 | NG | SFNGSlab | 0.34 | 1.8922 | 0.2587 | 1.4741 | 2 | 2022-01-01 | NG | SFNGSlab | 0.34 | 1.8922 | 0.2587 | 1.4741 | 2 | 2022-01-01 | NG | SFNGSlab | 0.34 | 1.8922 | 0.2587 | 1.4741 | 2 | 2022-01-01 | NG | SFNGSlab | 0.34 | 1.8922 | 0.2587 | 1.4741 | 2 | 2022-01-01 | NG | SFNGSlab | 0.34 | 1.8922 | 0.2587 | 1.4741 | 2 | 2022-01-01 | NG | SFNGSlab | 0.34 | 1.8922 | 0.2587 | 1.4741 | 2 | 2022-01-01 | NG | SFNGSlab | 0.34 | 1.8922 | 0.2587 | 1.4741 | 2 | 2022-01-01 | NG | SFNGSlab | 0.34 | 1.8922 | 0.2587 | 1.4741 | 2 | 2022-01-01 | NG | SFNGSlab | 0.34 | 1.8922 | 0.2587 | 1.4741 | 2 | 2022-01-01 | NG | SFNGSlab | 0.34 | 1.8922 | 0.2587 | 1.4741 | 2 | 2022-01-01 | NG | SFNGSlab | 0.34 | 1.8922 | 0.2587 | 1.4741 | 2 | 2022-01-01 | NG | SFNGSlab | 0.34 | 1.8922 | 0.2587 | 1.4741 | 2 | 2022-01-01 | NG | SFNGSlab | 0.34 | 1.8922 | 0.2587 | 1.4741 | 2 | 2022-01-01 | NG | SFNGSlab | 0.34 | 1.8922 | 0.2587 | 1.4741 | 2 | 2022-01-01 | NG | SFNGSlab | 0.34 | 1.8922 | 0.2587 | 1.4741 | 2 | 2022-01-01 | NG | SFNGSlab | 0.34 | 1.8922 | 0.2587 | 1.4741 | 2 | 2022-01-01 | NG | SFNGSlab | 0.34 | 1.8922 | 0.2587 | 1.4741 | 2 | 2022-01-01 | NG | SFNGSlab | 0.34 | 1.8922 | 0.2587 | 1.4741 | 2 | 2022-01-01 | NG | SFNGSlab | 0.34 | 1.8922 | 0.2587 | 1.4741 | 2 | 2022-01-01 | NG | SFNGSlab | 0.34 | 1.8922 | 0.2587 | 1.4741 | 2 | 2022-01-01 | NG | SFNGSlab | 0.34 | 1.8922 | 0.2587 | 1.4741 | 2 | 2022-01-01 | NG | SFNGSlab | 0.34 | 1.8922 | 0.2587 | 1.4741 | 2 | 2022-01-01 | NG | SFNGSlab | 0.34 | 1.8922 | 0.2587 | 1.4741 | 2 | 2022-01-01 | NG | SFNGSlab | 0.34 | 1.8922 | 0.2587 | 1.4741 | 2 | 2022-01-01 | NG | SFNGSlab | 0.34 | 1.8922 | 0.2587 | 1.4741 | 2 | 2022-01-01 | NG | SFNGSlab | 0.34 | 1.8922 | 0.2587 | 1.4741 | 2 | 2022-01-01 | NG | SFNGSlab | 0.34 | 1.8922 | 0.2587 | 1.4741 | 2 | 2022-01-01 | NG | SFNGSlab | 0.34 | 1.8922 | 0.2587 | 1.4741 | 2 | 2022-01-01 | NG | SFNGSlab | 0.34 | 1.8922 | 0.2587 | 1.4741 | 2 | 2022-01-01 | NG | SFNGSlab | 0.34 | 1.8922 | 0.2587 | 1.4741 | 2 | 2022-01-01 | NG | SFNGSlab | 0.34 | 1.8922 | 0.2587 | 1.4741 | 2 | 2022-01-01 | NG | SFNGSlab | 0.34 | 1.8922 | 0.2587 | 1.4741 | 2 | 2022-01-01 | NG | SFNGSlab | 0.34 | 1.8922 | 0.2587 | 1.4741 | 2 | 2022-01-01 | NG | SFNGSlab | 0.34 | 1.8922 | 0.2587 | 1.4741 | 2 | 2022-01-01 | NG | SFNGSlab | 0.34 | 1.8922 | 0.2587 | 1.4741 | 2 | 2022-01-01 | NG | SFNGSlab | 0.34 | 1.8922 | 0.2587 | 1.4741 | 2 | 2022-01-01 | NG | SFNGSlab | 0.34 | 1.8922 | 0.2587 | 1.4741 | 2 | 2022-01-01 | NG | SFNGSlab | 0.34 | 1.8922 | 0.2587 | 1.4741 | 2 | 2022-01-01 | NG | SFNGSlab | 0.34 | 1.8922 | 0.2587 | 1.4741 | 2 | 2022-01-01 | NG | SFNGSlab | 0.34 | 1.8922 | 0.2587 | 1.4741 | 2 | 2022-01-01 | NG | SFNGSlab | 0.34 | 1.8922 | 0.2587 | 1.4741 | 2 | 2022-01-01 | NG | SFNGSlab | 0.34 | 1.8922 | 0.2587 | 1.4741 | 2 | 2022-01-01 | NG | SFNGSlab | 0.34 | 1.8922 | 0.2587 | 1.4741 | 2 | 2022-01-01 | NG | SFNGSlab | 0.34 | 1.8922 | 0.2587 | 1.4741 | 2 | 2022-01-01 | NG | SFNGSlab | 0.34 | 1.8922 | 0.2587 | 1.4741 | 2 | 2022-01-01 | NG | SFNGSlab | 0.34 | 1.8922 | 0.2587 | 1.4741 | 2 | 2022-01-01 | NG | SFNGSlab | 0.34 | 1.8922 | 0.2587 | 1.4741 | 2 | 2022-01-01 | NG | SFNGSlab | 0.34 | 1.8922 | 0.2587 | 1.4741 | 2 | 2022-01-01 | NG | SFNGSlab | 0.34 | 1.8922 | 0.2587 | 1.4741 | 2 | 2022-01-01 | NG | SFNGSlab | 0.34 | 1.8922 | 0.2587 | 1.4741 | 2 | 2022-01-01 | NG | SFNGSlab | 0.34 | 1.8922 | 0.2587 | 1.4741 | 2 | 2022-01-01 | NG | SFNGSlab | 0.34 | 1.8922 | 0.2587 | 1.4741 | 2 | 2022-01-01 | NG | SFNGSlab | 0.34 | 1.8922 | 0.2587 | 1.4741 | 2 | 2022-01-01 | NG | SFNGSlab | 0.34 | 1.8922 | 0.2587 | 1.4741 | 2 | 2022-01-01 | NG | SFNGSlab | 0.34 | 1.8922 | 0.2587 | 1.4741 | 2 | 2022-01-01 | NG | SFNGSlab | 0.34 | 1.8922 | 0.2587 | 1.4741 | 2 | 2022-01-01 | NG | SFNGSlab | 0.34 | 1.8922 | 0.2587 | 1.4741 | 2 | 2022-01-01 | NG | SFNGSlab | 0.34 | 1.8922 | 0.2587 | 1.4741 | 2 | 2022-01-01 | NG | SFNGSlab | 0.34 | 1.8922 | 0.2587 | 1.4741 | 2 | 2022-01-01 | NG | SFNGSlab | 0.34 | 1.8922 | 0.2587 | 1.4741 | 2 | 2022-01-01 | NG | SFNGSlab | 0.34 | 1.8922 | 0.2587 | 1.4741 | 2 | 2022-01-01 | NG | SFNGSlab | 0.34 | 1.8922 | 0.2587 | 1.4741 | 2 | 2022-01-01 | NG | SFNGSlab | 0.34 | 1.8922 | 0.2587 | 1.4741 | 2 | 2022-01-01 | NG | SFNGSlab | 0.34 | 1.8922 | 0.2587 | 1.4741 | 2 | 2022-01-01 | NG | SFNGSlab | 0.34 | 1.8922 | 0.2587 | 1.4741 | 2 | 2022-01-01 | NG | SFNGSlab | 0.34 | 1.8922 | 0.2587 | 1.4741 | 2 | 2022-01-01 | NG | SFNGSlab | 0.34 | 1.8922 | 0.2587 | 1.4741 | 2 | 2022-01-01 | NG | SFNGSlab | 0.34 | 1.8922 | 0.2587 | 1.4741 | 2 | 2022-01-01 | NG | SFNGSlab | 0.34 | 1.8922 | 0.2587 | 1.4741 | 2 | 2022-01-01 | NG | SFNGSlab | 0.34 | 1.8922 | 0.2587 | 1.4741 | 2 | 2022-01-01 | NG | SFNGSlab | 0.34 | 1.8922 | 0.2587 | 1.4741 | 2 | 2022-01-01 | NG | SFNGSlab | 0.34 | 1.8922 | 0.2587 | 1.4741 | 2 | 2022-01-01 | NG | SFNGSlab | 0.34 | 1.8922 | 0.2587 | 1.4741 | 2 | 2022-01-01 | NG | SFNGSlab | 0.34 | 1.8922 | 0.2587 | 1.4741 | 2 | 2022-01-01 | NG | SFNGSlab | 0.34 | 1.8922 | 0.2587 | 1.4741 | 2 | 2022-01-01 | NG | SFNGSlab | 0.34 | 1.8922 | 0.2587 | 1.4741 | 2 | 2022-01-01 | NG | SFNGSlab | 0.34 | 1.8922 | 0.2587 | 1.4741 | 2 | 2022-01-01 | NG | SFNGSlab | 0.34 | 1.8922 | 0.2587 | 1.4741 | 2 | 2022-01-01 | NG | SFNGSlab | 0.34 | 1.8922 | 0.2587 | 1.4741 | 2 | 2022-01-01 | NG | SFNGSlab | 0.34 | 1.8922 | 0.2587 | 1.4741 | 2 | 2022-01-01 | NG | SFNGSlab | 0.34 | 1.8922 | 0.2587 | 1.4741 | 2 | 2022-01-01 | NG | SFNGSlab | 0.34 | 1.8922 | 0.2587 | 1.4741 | 2 | 2022-01-01 | NG | SFNGSlab | 0.34 | 1.8922 | 0.2587 | 1.4741 | 2 | 2022-01-01 | NG | SFNGSlab | 0.34 | 1.8922 | 0.2587 | 1.4741 | 2 | 2022-01-01 | NG | SFNGSlab | 0.34 | 1.8922 | 0.2587 | 1.4741 | 2 | 2022-01-01 | NG | SFNGSlab | 0.34 | 1.8922 | 0.2587 | 1.4741 | 2 | 2022-01-01 | NG | SFNGSlab | 0.34 | 1.8922 | 0.2587 | 1.4741 | 2 | 2022-01-01 | NG | SFNGSlab | 0.34 | 1.8922 | 0.2587 | 1.4741 | 2 | 2022-01-01 | NG | SFNGSlab | 0.34 | 1.8922 | 0.2587 | 1.4741 | 2 | 2022-01-01 | NG | SFNGSlab | 0.34 | 1.8922 | 0.2587 | 1.4741 | 2 | 2022-01-01 | NG | SFNGSlab | 0.34 | 1.8922 | 0.2587 | 1.4741 | 2 | 2022-01-01 | NG | SFNGSlab | 0.34 | 1.8922 | 0.2587 | 1.4741 | 2 | 2022-01-01 | NG | SFNGSlab | 0.34 | 1.8922 | 0.2587 | 1.4741 | 2 | 2022-01-01 | NG | SFNGSlab | 0.34 | 1.8922 | 0.2587 | 1.4741 | 2 | 2022-01-01 | NG | SFNGSlab | 0.34 | 1.8922 | 0.2587 | 1.4741 | 2 | 2022-01-01 | NG | SFNGSlab | 0.34 | 1.8922 | 0.2587 | 1.4741 | 2 | 2022-01-01 | NG | SFNGSlab | 0.34 | 1.8922 | 0.2587 | 1.4741 | 2 | 2022-01-01 | NG | SFNGSlab | 0.34 | 1.8922 | 0.2587 | 1.4741 | 2 | 2022-01-01 | NG | SFNGSlab | 0.34 | 1.8922 | 0.2587 | 1.4741 | 2 | 2022-01-01 | NG | SFNGSlab | 0.34 | 1.8922 | 0.2587 | 1.4741 | 2 | 2022-01-01 | NG | SFNGSlab | 0.34 | 1.8922 | 0.2587 | 1.4741 | 2 | 2022-01-01 | NG | SFNGSlab | 0.34 | 1.8922 | 0.2587 | 1.4741 | 2 | 2022-01-01 | NG | SFNGSlab | 0.34 | 1.8922 | 0.2587 | 1.4741 | 2 | 2022-01-01 | NG | SFNGSlab | 0.34 | 1.8922 | 0.2587 | 1.4741 | 2 | 2022-01-01 | NG | SFNGSlab | 0.34 | 1.8922 | 0.2587 | 1.4741 | 2 | 2022-01-01 | NG | SFNGSlab | 0.34 | 1.8922 | 0.2587 | 1.4741 | 2 | 2022-01-01 | NG | SFNGSlab | 0.34 | 1.8922 | 0.2587 | 1.4741 | 2 | 2022-01-01 | NG | SFNGSlab | 0.34 | 1.8922 | 0.2587 | 1.4741 | 2 | 2022-01-01 | NG | SFNGSlab | 0.34 | 1.8922 | 0.2587 | 1.4741 | 2 | 2022-01-01 | NG | SFNGSlab | 0.34 | 1.8922 | 0.2587 | 1.4741 | 2 | 2022-01-01 | NG | SFNGSlab | 0.34 | 1.8922 | 0.2587 | 1.4741 | 2 | 2022-01-01 | NG | SFNGSlab | 0.34 | 1.8922 | 0.2587 | 1.4741 | 2 | 2022-01-01 | NG | SFNGSlab | 0.34 | 1.8922 | 0.2587 | 1.4741 | 2 | 2022-01-01 | NG | SFNGSlab | 0.34 | 1.8922 | 0.2587 | 1.4741 | 2 | 2022-01-01 | NG | SFNGSlab | 0.34 | 1.8922 | 0.2587 | 1.4741 | 2 | 2022-01-01 | NG | SFNGSlab | 0.34 | 1.8922 | 0.2587 | 1.4741 | 2 | 2022-01-01 | NG | SFNGSlab | 0.34 | 1.8922 | 0.2587 | 1.4741 | 2 | 2022-01-01 | NG | SFNGSlab | 0.34 | 1.8922 | 0.2587 | 1.4741 | 2 | 2022-01-01 | NG | SFNGSlab | 0.34 | 1.8922 | 0.2587 | 1.4741 | 2 | 2022-01-01 | NG | SFNGSlab | 0.34 | 1.8922 | 0.2587 | 1.4741 | 2 | 2022-01-01 | NG | SFNGSlab | 0.34 | 1.8922 | 0.2587 | 1.4741 | 2 | 2022-01-01 | NG | SFNGSlab | 0.34 | 1.8922 | 0.2587 | 1.4741 | 2 | 2022-01-01 | NG | SFNGSlab | 0.34 | 1.8922 | 0.2587 | 1.4741 | 2 | 2022-01-01 | NG | SFNGSlab | 0.34 | 1.8922 | 0.2587 | 1.4741 | 2 | 2022-01-01 | NG | SFNGSlab | 0.34 | 1.8922 | 0.2587 | 1.4741 | 2 | 2022-01-01 | NG | SFNGSlab | 0.34 | 1.8922 | 0.2587 | 1.4741 | 2 | 2022-01-01 | NG | SFNGSlab | 0.34 | 1.8922 | 0.2587 | 1.4741 | 2 | 2022-01-01 | NG | SFNGSlab | 0.34 | 1.8922 | 0.2587 | 1.4741 | 2 | 2022-01-01 | NG | SFNGSlab | 0.34 | 1.8922 | 0.2587 | 1.4741 | 2 | 2022-01-01 | NG | SFNGSlab | 0.34 | 1.8922 | 0.2587 | 1.4741 | 2 | 2022-01-01 | NG | SFNGSlab | 0.34 | 1.8922 | 0.2587 | 1.4741 | 2 | 2022-01-01 | NG | SFNGSlab | 0.34 | 1.8922 | 0.2587 | 1.4741 | 2 | 2022-01-01 | NG | SFNGSlab | 0.34 | 1.8922 | 0.2587 | 1.4741 | 2 | 2022-01-01 | NG | SFNGSlab | 0.34 | 1.8922 | 0.2587 | 1.4741 | 2 | 2022-01-01 | NG | SFNGSlab | 0.34 | 1.8922 | 0.2587 | 1.4741 | 2 | 2022-01-01 | NG | SFNGSlab | 0.34 | 1.8922 | 0.2587 | 1.4741 | 2 | 2022-01-01 | NG | SFNGSlab | 0.34 | 1.8922 | 0.2587 | 1.4741 | 2 | 2022-01-01 | NG | SFNGSlab | 0.34 | 1.8922 | 0.2587 | 1.4741 | 2 | 2022-01-01 | NG | SFNGSlab | 0.34 | 1.8922 | 0.2587 | 1.4741 | 2 | 2022-01-01 | NG | SFNGSlab | 0.34 | 1.8922 | 0.2587 | 1.4741 | 2 | 2022-01-01 | NG | SFNGSlab | 0.34 | 1.8922 | 0.2587 | 1.4741 | 2 | 2022-01-01 | NG | SFNGSlab | 0.34 | 1.8922 | 0.2587 | 1.4741 | 2 | 2022-01-01 | NG | SFNGSlab | 0.34 | 1.8922 | 0.2587 | 1.4741 | 2 | 2022-01-01 | NG | SFNGSlab | 0.34 | 1.8922 | 0.2587 | 1.4741 | 2 | 2022-01-01 | NG | SFNGSlab | 0.34 | 1.8922 | 0.2587 | 1.4741 | 2 | 2022-01-01 | NG | SFNGSlab | 0.34 | 1.8922 | 0.2587 | 1.4741 | 2 | 2022-01-01 | NG | SFNGSlab | 0.34 | 1.8922 | 0.2587 | 1.4741 | 2 | 2022-01-01 | NG | SFNGSlab | 0.34 | 1.8922 | 0.2587 | 1.4741 | 2 | 2022-01-01 | NG | SFNGSlab | 0.34 | 1.8922 | 0.2587 | 1.4741 | 2 | 2022-01-01 | NG | SFNGSlab | 0.34 | 1.8922 | 0.2587 | 1.4741 | 2 | 2022-01-01 | NG | SFNGSlab | 0.34 | 1.8922 | 0.2587 | 1.4741 | 2 | 2022-01-01 | NG | SFNGSlab | 0.34 | 1.8922 | 0.2587 | 1.4741 | 2 | 2022-01-01 | NG | SFNGSlab | 0.34 | 1.8922 | 0.2587 | 1.4741 | 2 | 2022-01-01 | NG | SFNGSlab | 0.34 | 1.8922 | 0.2587 | 1.4741 | 2 | 2022-01-01 | NG | SFNGSlab | 0.34 | 1.8922 | 0.2587 | 1.4741 | 2 | 2022-01-01 | NG | SFNGSlab | 0.34 | 1.8922 | 0.2587 | 1.4741 | 2 | 2022-01-01 | NG | SFNGSlab | 0.34 | 1.8922 | 0.2587 | 1.4741 | 2 | 2022-01-01 | NG | SFNGSlab | 0.34 | 1.8922 | 0.2587 | 1.4741 | 2 | 2022-01-01 | NG | SFNGSlab | 0.34 | 1.8922 | 0.2587 | 1.4741 | 2 | 2022-01-01 | NG | SFNGSlab | 0.34 | 1.8922 | 0.2587 | 1.4741 | 2 | 2022-01-01 | NG | SFNGSlab | 0.34 | 1.8922 | 0.2587 | 1.4741 | 2 | 2022-01-01 | NG | SFNGSlab | 0.34 | 1.8922 | 0.2587 | 1.4741 | 2 | 2022-01-01 | NG | SFNGSlab | 0.34 | 1.8922 | 0.2587 | 1.4741 | 2 | 2022-01-01 | NG | SFNGSlab | 0.34 | 1.8922 | 0.2587 | 1.4741 | 2 | 2022-01-01 | NG | SFNGSlab | 0.34 | 1.8922 | 0.2587 | 1.4741 | 2 | 2022-01-01 | NG | SFNGSlab | 0.34 | 1.8922 | 0.2587 | 1.4741 | 2 | 2022-01-01 | NG | SFNGSlab | 0.34 | 1.8922 | 0.2587 | 1.4741 | 2 | 2022-01-01 | NG | SFNGSlab | 0.34 | 1.8922 | 0.2587 | 1.4741 | 2 | 2022-01-01 | NG | SFNGSlab | 0.34 | 1.8922 | 0.2587 | 1.4741 | 2 | 2022-01-01 | NG | SFNGSlab | 0.34 | 1.8922 | 0.2587 | 1.4741 | 2 | 2022-01-01 | NG | SFNGSlab | 0.34 | 1.8922 | 0.2587 | 1.4741 | 2 | 2022-01-01 | NG | SFNGSlab | 0.34 | 1.8922 | 0.2587 | 1.4741 | 2 | 2022-01-01 | NG | SFNGSlab | 0.34 | 1.8922 | 0.2587 | 1.4741 | 2 | 2022-01-01 | NG | SFNGSlab | 0.34 | 1.8922 | 0.2587 | 1.4741 | 2 | 2022-01-01 | NG | SFNGSlab | 0.34 | 1.8922 | 0.2587 | 1.4741 | 2 | 2022-01-01 | NG | SFNGSlab | 0.34 | 1.8922 | 0.2587 | 1.4741 | 2 | 2022-01-01 | NG | SFNGSlab | 0.34 | 1.8922 | 0.2587 | 1.4741 | 2 | 2022-01-01 | NG | SFNGSlab | 0.34 | 1.8922 | 0.2587 | 1.4741 | 2 | 2022-01-01 | NG | SFNGSlab | 0.34 | 1.8922 | 0.2587 | 1.4741 | 2 | 2022-01-01 | NG | SFNGSlab | 0.34 | 1.8922 | 0.2587 | 1.4741 | 2 | 2022-01-01 | NG | SFNGSlab | 0.34 | 1.8922 | 0.2587 | 1.4741 | 2 | 2022-01-01 | NG | SFNGSlab | 0.34 | 1.8922 | 0.2587 | 1.4741 | 2 | 2022-01-01 | NG | SFNGSlab | 0.34 | 1.8922 | 0.2587 | 1.4741 | 2 | 2022-01-01 | NG | SFNGSlab | 0.34 | 1.8922 | 0.2587 | 1.4741 | 2 | 2022-01-01 | NG | SFNGSlab | 0.34 | 1.8922 | 0.2587 | 1.4741 | 2 | 2022-01-01 | NG | SFNGSlab | 0.34 | 1.8922 | 0.2587 | 1.4741 | 2 | 2022-01-01 | NG | SFNGSlab | 0.34 | 1.8922 | 0.2587 | 1.4741 | 2 | 2022-01-01 | NG | SFNGSlab | 0.34 | 1.8922 | 0.2587 | 1.4741 | 2 | 2022-01-01 | NG | SFNGSlab | 0.34 | 1.8922 | 0.2587 | 1.4741 | 2 | 2022-01-01 | NG | SFNGSlab | 0.34 | 1.8922 | 0.2587 | 1.4741 | 2 | 2022-01-01 | NG | SFNGSlab | 0.34 | 1.8922 | 0.2587 | 1.4741 | 2 | 2022-01-01 | NG | SFNGSlab | 0.34 | 1.8922 | 0.2587 | 1.4741 | 2 | 2022-01-01 | NG | SFNGSlab | 0.34 | 1.8922 | 0.2587 | 1.4741 | 2 | 2022-01-01 | NG | SFNGSlab | 0.34 | 1.8922 | 0.2587 | 1.4741 | 2 | 2022-01-01 | NG | SFNGSlab | 0.34 | 1.8922 | 0.2587 | 1.4741 | 2 | 2022-01-01 | NG | SFNGSlab | 0.34 | 1.8922 | 0.2587 | 1.4741 | 2 | 2022-01-01 | NG | SFNGSlab | 0.34 | 1.8922 | 0.2587 | 1.4741 | 2 | 2022-01-01 | NG | SFNGSlab | 0.34 | 1.8922 | 0.2587 | 1.4741 | 2 | 2022-01-01 | NG | SFNGSlab | 0.34 | 1.8922 | 0.2587 | 1.4741 | 2 | 2022-01-01 | NG | SFNGSlab | 0.34 | 1.8922 | 0.2587 | 1.4741 | 2 | 2022-01-01 | NG | SFNGSlab | 0.34 | 1.8922 | 0.2587 | 1.4741 | 2 | 2022-01-01 | NG | SFNGSlab | 0.34 | 1.8922 | 0.2587 | 1.4741 | 2 | 2022-01-01 | NG | SFNGSlab | 0.34 | 1.8922 | 0.2587 | 1.4741 | 2 | 2022-01-01 | NG | SFNGSlab | 0.34 | 1.8922 | 0.2587 | 1.4741 | 2 | 2022-01-01 | NG | SFNGSlab | 0.34 | 1.8922 | 0.2587 | 1.4741 | 2 | 2022-01-01 | NG | SFNGSlab | 0.34 | 1.8922 | 0.2587 | 1.4741 | 2 | 2022-01-01 | NG | SFNGSlab | 0.34 | 1.8922 | 0.2587 | 1.4741 | 2 | 2022-01-01 | NG | SFNGSlab | 0.34 | 1.8922 | 0.2587 | 1.4741 | 2 | 2022-01-01 | NG | SFNGSlab | 0.34 | 1.8922 | 0.2587 | 1.4741 | 2 | 2022-01-01 | NG | SFNGSlab | 0.34 | 1.8922 | 0.2587 | 1.4741 | 2 | 2022-01-01 | NG | SFNGSlab | 0.34 | 1.8922 | 0.2587 | 1.4741 | 2 | 2022-01-01 | NG | SFNGSlab | 0.34 | 1.8922 | 0.2587 | 1.4741 | 2 | 2022-01-01 | NG | SFNGSlab | 0.34 | 1.8922 | 0.2587 | 1.4741 | 2 | 2022-01-01 | NG | SFNGSlab | 0.34 | 1.8922 | 0.2587 | 1.4741 | 2 | 2022-01-01 | NG | SFNGSlab | 0.34 | 1.8922 | 0.2587 | 1.4741 | 2 | 2022-01-01 | NG | SFNGSlab | 0.34 | 1.8922 | 0.2587 | 1.4741 | 2 | 2022-01-01 | NG | SFNGSlab | 0.34 | 1.8922 | 0.2587 | 1.4741 | 2 | 2022-01-01 | NG | SFNGSlab | 0.34 | 1.8922 | 0.2587 | 1.4741 | 2 | 2022-01-01 | NG | SFNGSlab | 0.34 | 1.8922 | 0.2587 | 1.4741 | 2 | 2022-01-01 | NG | SFNGSlab | 0.34 | 1.8922 | 0.2587 | 1.4741 | 2 | 2022-01-01 | NG | SFNGSlab | 0.34 | 1.8922 | 0.2587 | 1.4741 | 2 | 2022-01-01 | NG | SFNGSlab | 0.34 | 1.8922 | 0.2587 | 1.4741 | 2 | 2022-01-01 | NG | SFNGSlab | 0.34 | 1.8922 | 0.2587 | 1.4741 | 2 | 2022-01-01 | NG | SFNGSlab | 0.34 | 1.8922 | 0.2587 | 1.4741 | 2 | 2022-01-01 | NG | SFNGSlab | 0.34 | 1.8922 | 0.2587 | 1.4741 | 2 | 2022-01-01 | NG | SFNGSlab | 0.34 | 1.8922 | 0.2587 | 1.4741 | 2 | 2022-01-01 | NG | SFNGSlab | 0.34 | 1.8922 | 0.2587 | 1.4741 | 2 | 2022-01-01 | NG | SFNGSlab | 0.34 | 1.8922 | 0.2587 | 1.4741 | 2 | 2022-01-01 | NG | SFNGSlab | 0.34 | 1.8922 | 0.2587 | 1.4741 | 2 | 2022-01-01 | NG | SFNGSlab | 0.34 | 1.8922 | 0.2587 | 1.4741 | 2 | 2022-01-01 | NG | SFNGSlab | 0.34 | 1.8922 | 0.2587 | 1.4741 | 2 | 2022-01-01 | NG | SFNGSlab | 0.34 | 1.8922 | 0.2587 | 1.4741 | 2 | 2022-01-01 | NG | SFNGSlab | 0.34 | 1.8922 | 0.2587 | 1.4741 | 2 | 2022-01-01 | NG | SFNGSlab | 0.34 | 1.8922 | 0.2587 | 1.4741 | 2 | 2022-01-01 | NG | SFNGSlab | 0.34 | 1.8922 | 0.2587 | 1.4741 | 2 | 2022-01-01 | NG | SFNGSlab | 0.34 | 1.8922 | 0.2587 | 1.4741 | 2 | 2022-01-01 | NG | SFNGSlab | 0.34 | 1.8922 | 0.2587 | 1.4741 | 2 | 2022-01-01 | NG | SFNGSlab | 0.34 | 1.8922 | 0.2587 | 1.4741 | 2 | 2022-01-01 | NG | SFNGSlab | 0.34 | 1.8922 | 0.2587 | 1.4741 | 2 | 2022-01-01 | NG | SFNGSlab | 0.34 | 1.8922 | 0.2587 | 1.4741 | 2 | 2022-01-01 | NG | SFNGSlab | 0.34 | 1.8922 | 0.2587 | 1.4741 | 2 | 2022-01-01 | NG | SFNGSlab | 0.34 | 1.8922 | 0.2587 | 1.4741 | 2 | 2022-01-01 | NG | SFNGSlab | 0.34 | 1.8922 | 0.2587 | 1.4741 | 2 | 2022-01-01 | NG | SFNGSlab | 0.34 | 1.8922 | 0.2587 | 1.4741 | 2 | 2022-01-01 | NG | SFNGSlab | 0.34 | 1.8922 | 0.2587 | 1.4741 | 2 | 2022-01-01 | NG | SFNGSlab | 0.34 | 1.8922 | 0.2587 | 1.4741 | 2 | 2022-01-01 | NG | SFNGSlab | 0.34 | 1.8922 | 0.2587 | 1.4741 | 2 | 2022-01-01 | NG | SFNGSlab | 0.34 | 1.8922 | 0.2587 | 1.4741 | 2 | 2022-01-01 | NG | SFNGSlab | 0.34 | 1.8922 | 0.2587 | 1.4741 | 2 | 2022-01-01 | NG | SFNGSlab | 0.34 | 1.8922 | 0.2587 | 1.4741 | 2 | 2022-01-01 | NG | SFNGSlab | 0.34 | 1.8922 | 0.2587 | 1.4741 | 2 | 2022-01-01 | NG | SFNGSlab | 0.34 | 1.8922 | 0.2587 | 1.4741 | 2 | 2022-01-01 | NG | SFNGSlab | 0.34 | 1.8922 | 0.2587 | 1.4741 | 2 | 2022-01-01 | NG | SFNGSlab | 0.34 | 1.8922 | 0.2587 | 1.4741 | 2 | 2022-01-01 | NG | SFNGSlab | 0.34 | 1.8922 | 0.2587 | 1.4741 | 2 | 2022-01-01 | NG | SFNGSlab | 0.34 | 1.8922 | 0.2587 | 1.4741 | 2 | 2022-01-01 | NG | SFNGSlab | 0.34 | 1.8922 | 0.2587 | 1.4741 | 2 | 2022-01-01 | NG | SFNGSlab | 0.34 | 1.8922 | 0.2587 | 1.4741 | 2 | 2022-01-01 | NG | SFNGSlab | 0.34 | 1.8922 | 0.2587 | 1.4741 | 2 | 2022-01-01 | NG | SFNGSlab | 0.34 | 1.8922 | 0.2587 | 1.4741 | 2 | 2022-01-01 | NG | SFNGSlab | 0.34 | 1.8922 | 0.2587 | 1.4741 | 2 | 2022-01-01 | NG | SFNGSlab | 0.34 | 1.8922 | 0.2587 | 1.4741 | 2 | 2022-01-01 | NG | SFNGSlab | 0.34 | 1.8922 | 0.2587 | 1.4741 | 2 | 2022-01-01 | NG | SFNGSlab | 0.34 | 1.8922 | 0.2587 | 1.4741 | 2 | 2022-01-01 | NG | SFNGSlab | 0.34 | 1.8922 | 0.2587 | 1.4741 | 2 | 2022-01-01 | NG | SFNGSlab | 0.34 | 1.8922 | 0.2587 | 1.4741 | 2 | 2022-01-01 | NG | SFNGSlab | 0.34 | 1.8922 | 0.2587 | 1.4741 | 2 | 2022-01-01 | NG | SFNGSlab | 0.34 | 1.8922 | 0.2587 | 1.4741 | 2 | 2022-01-01 | NG | SFNGSlab | 0.34 | 1.8922 | 0.2587 | 1.4741 | 2 | 2022-01-01 | NG | SFNGSlab | 0.34 | 1.8922 | 0.2587 | 1.4741 | 2 | 2022-01-01 | NG | SFNGSlab | 0.34 | 1.8922 | 0.2587 | 1.4741 | 2 | 2022-01-01 | NG | SFNGSlab | 0.34 | 1.8922 | 0.2587 | 1.4741 | 2 | 2022-01-01 | NG | SFNGSlab | 0.34 | 1.8922 | 0.2587 | 1.4741 | 2 | 2022-01-01 | NG | SFNGSlab | 0.34 | 1.8922 | 0.2587 | 1.4741 | 2 | 2022-01-01 | NG | SFNGSlab | 0.34 | 1.8922 | 0.2587 | 1.4741 | 2 | 2022-01-01 | NG | SFNGSlab | 0.34 | 1.8922 | 0.2587 | 1.4741 | 2 | 2022-01-01 | NG | SFNGSlab | 0.34 | 1.8922 | 0.2587 | 1.4741 | 2 | 2022-01-01 | NG | SFNGSlab | 0.34 | 1.8922 | 0.2587 | 1.4741 | 2 | 2022-01-01 | NG | SFNGSlab | 0.34 | 1.8922 | 0.2587 | 1.4741 | 2 | 2022-01-01 | NG | SFNGSlab | 0.34 | 1.8922 | 0.2587 | 1.4741 | 2 | 2022-01-01 | NG | SFNGSlab | 0.34 | 1.8922 | 0.2587 | 1.4741 | 2 | 2022-01-01 | NG | SFNGSlab | 0.34 | 1.8922 | 0.2587 | 1.4741 | 2 | 2022-01-01 | NG | SFNGSlab | 0.34 | 1.8922 | 0.2587 | 1.4741 | 2 | 2022-01-01 | NG | SFNGSlab | 0.34 | 1.8922 | 0.2587 | 1.4741 | 2 | 2022-01-01 | NG | SFNGSlab | 0.34 | 1.8922 | 0.2587 | 1.4741 | 2 | 2022-01-01 | NG | SFNGSlab | 0.34 | 1.8922 | 0.2587 | 1.4741 | 2 | 2022-01-01 | NG | SFNGSlab | 0.34 | 1.8922 | 0.2587 | 1.4741 | 2 | 2022-01-01 | NG | SFNGSlab | 0.34 | 1.8922 | 0.2587 | 1.4741 | 2 | 2022-01-01 | NG | SFNGSlab | 0.34 | 1.8922 | 0.2587 | 1.4741 | 2 | 2022-01-01 | NG | SFNGSlab | 0.34 | 1.8922 | 0.2587 | 1.4741 | 2 | 2022-01-01 | NG | SFNGSlab | 0.34 | 1.8922 | 0.2587 | 1.4741 | 2 | 2022-01-01 | NG | SFNGSlab | 0.34 | 1.8922 | 0.2587 | 1.4741 | 2 | 2022-01-01 | NG | SFNGSlab | 0.34 | 1.8922 | 0.2587 | 1.4741 | 2 | 2022-01-01 | NG | SFNGSlab | 0.34 | 1.8922 | 0.2587 | 1.4741 | 2 | 2022-01-01 | NG | SFNGSlab | 0.34 | 1.8922 | 0.2587 | 1.4741 | 2 | 2022-01-01 | NG | SFNGSlab | 0.34 | 1.8922 | 0.2587 | 1.4741 | 2 | 2022-01-01 | NG | SFNGSlab | 0.34 | 1.8922 | 0.2587 | 1.4741 | 2 | 2022-01-01 | NG | SFNGSlab | 0.34 | 1.8922 | 0.2587 | 1.4741 | 2 | 2022-01-01 | NG | SFNGSlab | 0.34 | 1.8922 | 0.2587 | 1.4741 | 2 | 2022-01-01 | NG | SFNGSlab | 0.34 | 1.8922 | 0.2587 | 1.4741 | 2 | 2022-01-01 | NG | SFNGSlab | 0.34 | 1.8922 | 0.2587 | 1.4741 | 2 | 2022-01-01 | NG | SFNGSlab | 0.34 | 1.8922 | 0.2587 | 1.4741 | 2 | 2022-01-01 | NG | SFNGSlab | 0.34 | 1.8922 | 0.2587 | 1.4741 | 2 | 2022-01-01 | NG | SFNGSlab | 0.34 | 1.8922 | 0.2587 | 1.4741 | 2 | 2022-01-01 | NG | SFNGSlab | 0.34 | 1.8922 | 0.2587 | 1.4741 | 2 | 2022-01-01 | NG | SFNGSlab | 0.34 | 1.8922 | 0.2587 | 1.4741 | 2 | 2022-01-01 | NG | SFNGSlab | 0.34 | 1.8922 | 0.2587 | 1.4741 | 2 | 2022-01-01 | NG | SFNGSlab | 0.34 | 1.8922 | 0.2587 | 1.4741 | 2 | 2022-01-01 | NG | SFNGSlab | 0.34 | 1.8922 | 0.2587 | 1.4741 | 2 | 2022-01-01 | NG | SFNGSlab | 0.34 | 1.8922 | 0.2587 | 1.4741 | 2 | 2022-01-01 | NG | SFNGSlab | 0.34 | 1.8922 | 0.2587 | 1.4741 | 2 | 2022-01-01 | NG | SFNGSlab | 0.34 | 1.8922 | 0.2587 | 1.4741 | 2 | 2022-01-01 | NG | SFNGSlab | 0.34 | 1.8922 | 0.2587 | 1.4741 | 2 | 2022-01-01 | NG | SFNGSlab | 0.34 | 1.8922 | 0.2587 | 1.4741 | 2 | 2022-01-01 | NG | SFNGSlab | 0.34 | 1.8922 | 0.2587 | 1.4741 | 2 | 2022-01-01 | NG | SFNGSlab | 0.34 | 1.8922 | 0.2587 | 1.4741 | 2 | 2022-01-01 | NG | SFNGSlab | 0.34 | 1.8922 | 0.2587 | 1.4741 | 2 | 2022-01-01 | NG | SFNGSlab | 0.34 | 1.8922 | 0.2587 | 1.4741 | 2 | 2022-01-01 | NG | SFNGSlab | 0.34 | 1.8922 | 0.2587 | 1.4741 | 2 | 2022-01-01 | NG | SFNGSlab | 0.34 | 1.8922 | 0.2587 | 1.4741 | 2 | 2022-01-01 | NG | SFNGSlab | 0.34 | 1.8922 | 0.2587 | 1.4741 | 2 | 2022-01-01 | NG | SFNGSlab | 0.34 | 1.8922 | 0.2587 | 1.4741 | 2 | 2022-01-01 | NG | SFNGSlab | 0.34 | 1.8922 | 0.2587 | 1.4741 | 2 | 2022-01-01 | NG | SFNGSlab | 0.34 | 1.8922 | 0.2587 | 1.4741 | 2 | 2022-01-01 | NG | SFNGSlab | 0.34 | 1.8922 | 0.2587 | 1.4741 | 2 | 2022-01-01 | NG | SFNGSlab | 0.34 | 1.8922 | 0.2587 | 1.4741 | 2 | 2022-01-01 | NG | SFNGSlab | 0.34 | 1.8922 | 0.2587 | 1.4741 | 2 | 2022-01-01 | NG | SFNGSlab | 0.34 | 1.8922 | 0.2587 | 1.4741 | 2 | 2022-01-01 | NG | SFNGSlab | 0.34 | 1.8922 | 0.2587 | 1.4741 | 2 | 2022-01-01 | NG | SFNGSlab | 0.34 | 1.8922 | 0.2587 | 1.4741 | 2 | 2022-01-01 | NG | SFNGSlab | 0.34 | 1.8922 | 0.2587 | 1.4741 | 2 | 2022-01-01 | NG | SFNGSlab | 0.34 | 1.8922 | 0.2587 | 1.4741 | 2 | 2022-01-01 | NG | SFNGSlab | 0.34 | 1.8922 | 0.2587 | 1.4741 | 2 | 2022-01-01 | NG | SFNGSlab | 0.34 | 1.8922 | 0.2587 | 1.4741 | 2 | 2022-01-01 | NG | SFNGSlab | 0.34 | 1.8922 | 0.2587 | 1.4741 | 2 | 2022-01-01 | NG | SFNGSlab | 0.34 | 1.8922 | 0.2587 | 1.4741 | 2 | 2022-01-01 | NG | SFNGSlab | 0.34 | 1.8922 | 0.2587 | 1.4741 | 2 | 2022-01-01 | NG | SFNGSlab | 0.34 | 1.8922 | 0.2587 | 1.4741 | 2 | 2022-01-01 | NG | SFNGSlab | 0.34 | 1.8922 | 0.2587 | 1.4741 | 2 | 2022-01-01 | NG | SFNGSlab | 0.34 | 1.8922 | 0.2587 | 1.4741 | 2 | 2022-01-01 | NG | SFNGSlab | 0.34 | 1.8922 | 0.2587 | 1.4741 | 2 | 2022-01-01 | NG | SFNGSlab | 0.34 | 1.8922 | 0.2587 | 1.4741 | 2 | 2022-01-01 | NG | SFNGSlab | 0.34 | 1.8922 | 0.2587 | 1.4741 | 2 | 2022-01-01 | NG | SFNGSlab | 0.34 | 1.8922 | 0.2587 | 1.4741 | 2 | 2022-01-01 | NG | SFNGSlab | 0.34 | 1.8922 | 0.2587 | 1.4741 | 2 | 2022-01-01 | NG | SFNGSlab | 0.34 | 1.8922 | 0.2587 | 1.4741 | 2 | 2022-01-01 | NG | SFNGSlab | 0.34 | 1.8922 | 0.2587 | 1.4741 | 2 | 2022-01-01 | NG | SFNGSlab | 0.34 | 1.8922 | 0.2587 | 1.4741 | 2 | 2022-01-01 | NG | SFNGSlab | 0.34 | 1.8922 | 0.2587 | 1.4741 | 2 | 2022-01-01 | NG | SFNGSlab | 0.34 | 1.8922 | 0.2587 | 1.4741 | 2 | 2022-01-01 | NG | SFNGSlab | 0.34 | 1.8922 | 0.2587 | 1.4741 | 2 | 2022-01-01 | NG | SFNGSlab | 0.34 | 1.8922 | 0.2587 | 1.4741 | 2 | 2022-01-01 | NG | SFNGSlab | 0.34 | 1.8922 | 0.2587 | 1.4741 | 2 | 2022-01-01 | NG | SFNGSlab | 0.34 | 1.8922 | 0.2587 | 1.4741 | 2 | 2022-01-01 | NG | SFNGSlab | 0.34 | 1.8922 | 0.2587 | 1.4741 | 2 | 2022-01-01 | NG | SFNGSlab | 0.34 | 1.8922 | 0.2587 | 1.4741 | 2 | 2022-01-01 | NG | SFNGSlab | 0.34 | 1.8922 | 0.2587 | 1.4741 | 2 | 2022-01-01 | NG | SFNGSlab | 0.34 | 1.8922 | 0.2587 | 1.4741 | 2 | 2022-01-01 | NG | SFNGSlab | 0.34 | 1.8922 | 0.2587 | 1.4741 | 2 | 2022-01-01 | NG | SFNGSlab | 0.34 | 1.8922 | 0.2587 | 1.4741 | 2 | 2022-01-01 | NG | SFNGSlab | 0.34 | 1.8922 | 0.2587 | 1.4741 | 2 | 2022-01-01 | NG | SFNGSlab | 0.34 | 1.8922 | 0.2587 | 1.4741 | 2 | 2022-01-01 | NG | SFNGSlab | 0.34 | 1.8922 | 0.2587 | 1.4741 | 2 | 2022-01-01 | NG | SFNGSlab | 0.34 | 1.8922 | 0.2587 | 1.4741 | 2 | 2022-01-01 | NG | SFNGSlab | 0.34 | 1.8922 | 0.2587 | 1.4741 | 2 | 2022-01-01 | NG | SFNGSlab | 0.34 | 1.8922 | 0.2587 | 1.4741 | 2 | 2022-01-01 | NG | SFNGSlab | 0.34 | 1.8922 | 0.2587 | 1.4741 | 2 | 2022-01-01 | NG | SFNGSlab | 0.34 | 1.8922 | 0.2587 | 1.4741 | 2 | 2022-01-01 | NG | SFNGSlab | 0.34 | 1.8922 | 0.2587 | 1.4741 | 2 | 2022-01-01 | NG | SFNGSlab | 0.34 | 1.8922 | 0.2587 | 1.4741 | 2 | 2022-01-01 | NG | SFNGSlab | 0.34 | 1.8922 | 0.2587 | 1.4741 | 2 | 2022-01-01 | NG | SFNGSlab | 0.34 | 1.8922 | 0.2587 | 1.4741 | 2 | 2022-01-01 | NG | SFNGSlab | 0.34 | 1.8922 | 0.2587 | 1.4741 | 2 | 2022-01-01 | NG | SFNGSlab | 0.34 | 1.8922 | 0.2587 | 1.4741 | 2 | 2022-01-01 | NG | SFNGSlab | 0.34 | 1.8922 | 0.2587 | 1.4741 | 2 | 2022-01-01 | NG | SFNGSlab | 0.34 | 1.8922 | 0.2587 | 1.4741 | 2 | 2022-01-01 | NG | SFNGSlab | 0.34 | 1.8922 | 0.2587 | 1.4741 | 2 | 2022-01-01 | NG | SFNGSlab | 0.34 | 1.8922 | 0.2587 | 1.4741 | 2 | 2022-01-01 | NG | SFNGSlab | 0.34 | 1.8922 | 0.2587 | 1.4741 | 2 | 2022-01-01 | NG | SFNGSlab | 0.34 | 1.8922 | 0.2587 | 1.4741 | 2 | 2022-01-01 | NG | SFNGSlab | 0.34 | 1.8922 | 0.2587 | 1.4741 | 2 | 2022-01-01 | NG | SFNGSlab | 0.34 | 1.8922 | 0.2587 | 1.4741 | 2 | 2022-01-01 | NG | SFNGSlab | 0.34 | 1.8922 | 0.2587 | 1.4741 | 2 | 2022-01-01 | NG | SFNGSlab | 0.34 | 1.8922 | 0.2587 | 1.4741 | 2 | 2022-01-01 | NG | SFNGSlab | 0.34 | 1.8922 | 0.2587 | 1.4741 | 2 | 2022-01-01 | NG | SFNGSlab | 0.34 | 1.8922 | 0.2587 | 1.4741 | 2 | 2022-01-01 | NG | SFNGSlab | 0.34 | 1.8922 | 0.2587 | 1.4741 | 2 | 2022-01-01 | NG | SFNGSlab | 0.34 | 1.8922 | 0.2587 | 1.4741 | 2 | 2022-01-01 | NG | SFNGSlab | 0.34 | 1.8922 | 0.2587 | 1.4741 | 2 | 2022-01-01 | NG | SFNGSlab | 0.34 | 1.8922 | 0.2587 | 1.4741 | 2 | 2022-01-01 | NG | SFNGSlab | 0.34 | 1.8922 | 0.2587 | 1.4741 | 2 | 2022-01-01 | NG | SFNGSlab | 0.34 | 1.8922 | 0.2587 | 1.4741 | 2 | 2022-01-01 | NG | SFNGSlab | 0.34 | 1.8922 | 0.2587 | 1.4741 | 2 | 2022-01-01 | NG | SFNGSlab | 0.34 | 1.8922 | 0.2587 | 1.4741 | 2 | 2022-01-01 | NG | SFNGSlab | 0.34 | 1.8922 | 0.2587 | 1.4741 | 2 | 2022-01-01 | NG | SFNGSlab | 0.34 | 1.8922 | 0.2587 | 1.4741 | 2 | 2022-01-01 | NG | SFNGSlab | 0.34 | 1.8922 | 0.2587 | 1.4741 | 2 | 2022-01-01 | NG | SFNGSlab | 0.34 | 1.8922 | 0.2587 | 1.4741 | 2 | 2022-01-01 | NG | SFNGSlab | 0.34 | 1.8922 | 0.2587 | 1.4741 | 2 | 2022-01-01 | NG | SFNGSlab | 0.34 | 1.8922 | 0.2587 | 1.4741 | 2 | 2022-01-01 | NG | SFNGSlab | 0.34 | 1.8922 | 0.2587 | 1.4741 | 2 | 2022-01-01 | NG | SFNGSlab | 0.34 | 1.8922 | 0.2587 | 1.4741 | 2 | 2022-01-01 | NG | SFNGSlab | 0.34 | 1.8922 | 0.2587 | 1.4741 | 2 | 2022-01-01 | NG | SFNGSlab | 0.34 | 1.8922 | 0.2587 | 1.4741 | 2 | 2022-01-01 | NG | SFNGSlab | 0.34 | 1.8922 | 0.2587 | 1.4741 | 2 | 2022-01-01 | NG | SFNGSlab | 0.34 | 1.8922 | 0.2587 | 1.4741 | 2 | 2022-01-01 | NG | SFNGSlab | 0.34 | 1.8922 | 0.2587 | 1.4741 | 2 | 2022-01-01 | NG | SFNGSlab | 0.34 | 1.8922 | 0.2587 | 1.4741 | 2 | 2022-01-01 | NG | SFNGSlab | 0.34 | 1.8922 | 0.2587 | 1.4741 | 2 | 2022-01-01 | NG | SFNGSlab | 0.34 | 1.8922 | 0.2587 | 1.4741 | 2 | 2022-01-01 | NG | SFNGSlab | 0.34 | 1.8922 | 0.2587 | 1.4741 | 2 | 2022-01-01 | NG | SFNGSlab | 0.34 | 1.8922 | 0.2587 | 1.4741 | 2 | 2022-01-01 | NG | SFNGSlab | 0.34 | 1.8922 | 0.2587 | 1.4741 | 2 | 2022-01-01 | NG | SFNGSlab | 0.34 | 1.8922 | 0.2587 | 1.4741
396118 | 2022-01-01 | Elec | NG | 0.4927 | 2.6442 | 0.4122 | 2.2416 | 3 | 2022-01-01 | Elec | NG | 0.4927 | 2.6442 | 0.4122 | 2.2416 | 3 | 2022-01-01 | Elec | NG | 0.4927 | 2.6442 | 0.4122 | 2.2416 | 3 | 2022-01-01 | Elec | NG | 0.4927 | 2.6442 | 0.4122 | 2.2416 | 3 | 2022-01-01 | Elec | NG | 0.4927 | 2.6442 | 0.4122 | 2.2416 | 3 | 2022-01-01 | Elec | NG | 0.4927 | 2.6442 | 0.4122 | 2.2416 | 3 | 2022-01-01 | Elec | NG | 0.4927 | 2.6442 | 0.4122 | 2.2416 | 3 | 2022-01-01 | Elec | NG | 0.4927 | 2.6442 | 0.4122 | 2.2416 | 3 | 2022-01-01 | Elec | NG | 0.4927 | 2.6442 | 0.4122 | 2.2416 | 3 | 2022-01-01 | Elec | NG | 0.4927 | 2.6442 | 0.4122 | 2.2416 | 3 | 2022-01-01 | Elec | NG | 0.4927 | 2.6442 | 0.4122 | 2.2416 | 3 | 2022-01-01 | Elec | NG | 0.4927 | 2.6442 | 0.4122 | 2.2416 | 3 | 2022-01-01 | Elec | NG | 0.4927 | 2.6442 | 0.4122 | 2.2416 | 3 | 2022-01-01 | Elec | NG | 0.4927 | 2.6442 | 0.4122 | 2.2416 | 3 | 2022-01-01 | Elec | NG | 0.4927 | 2.6442 | 0.4122 | 2.2416 | 3 | 2022-01-01 | Elec | NG | 0.4927 | 2.6442 | 0.4122 | 2.2416 | 3 | 2022-01-01 | Elec | NG | 0.4927 | 2.6442 | 0.4122 | 2.2416 | 3 | 2022-01-01 | Elec | NG | 0.4927 | 2.6442 | 0.4122 | 2.2416 | 3 | 2022-01-01 | Elec | NG | 0.4927 | 2.6442 | 0.4122 | 2.2416 | 3 | 2022-01-01 | Elec | NG | 0.4927 | 2.6442 | 0.4122 | 2.2416 | 3 | 2022-01-01 | Elec | NG | 0.4927 | 2.6442 | 0.4122 | 2.2416 | 3 | 2022-01-01 | Elec | NG | 0.4927 | 2.6442 | 0.4122 | 2.2416 | 3 | 2022-01-01 | Elec | NG | 0.4927 | 2.6442 | 0.4122 | 2.2416 | 3 | 2022-01-01 | Elec | NG | 0.4927 | 2.6442 | 0.4122 | 2.2416 | 3 | 2022-01-01 | Elec | NG | 0.4927 | 2.6442 | 0.4122 | 2.2416 | 3 | 2022-01-01 | Elec | NG | 0.4927 | 2.6442 | 0.4122 | 2.2416 | 3 | 2022-01-01 | Elec | NG | 0.4927 | 2.6442 | 0.4122 | 2.2416 | 3 | 2022-01-01 | Elec | NG | 0.4927 | 2.6442 | 0.4122 | 2.2416 | 3 | 2022-01-01 | Elec | NG | 0.4927 | 2.6442 | 0.4122 | 2.2416 | 3 | 2022-01-01 | Elec | NG | 0.4927 | 2.6442 | 0.4122 | 2.2416 | 3 | 2022-01-01 | Elec | NG | 0.4927 | 2.6442 | 0.4122 | 2.2416 | 3 | 2022-01-01 | Elec | NG | 0.4927 | 2.6442 | 0.4122 | 2.2416 | 3 | 2022-01-01 | Elec | NG | 0.4927 | 2.6442 | 0.4122 | 2.2416 | 3 | 2022-01-01 | Elec | NG | 0.4927 | 2.6442 | 0.4122 | 2.2416 | 3 | 2022-01-01 | Elec | NG | 0.4927 | 2.6442 | 0.4122 | 2.2416 | 3 | 2022-01-01 | Elec | NG | 0.4927 | 2.6442 | 0.4122 | 2.2416 | 3 | 2022-01-01 | Elec | NG | 0.4927 | 2.6442 | 0.4122 | 2.2416 | 3 | 2022-01-01 | Elec | NG | 0.4927 | 2.6442 | 0.4122 | 2.2416 | 3 | 2022-01-01 | Elec | NG | 0.4927 | 2.6442 | 0.4122 | 2.2416 | 3 | 2022-01-01 | Elec | NG | 0.4927 | 2.6442 | 0.4122 | 2.2416 | 3 | 2022-01-01 | Elec | NG | 0.4927 | 2.6442 | 0.4122 | 2.2416 | 3 | 2022-01-01 | Elec | NG | 0.4927 | 2.6442 | 0.4122 | 2.2416 | 3 | 2022-01-01 | Elec | NG | 0.4927 | 2.6442 | 0.4122 | 2.2416 | 3 | 2022-01-01 | Elec | NG | 0.4927 | 2.6442 | 0.4122 | 2.2416 | 3 | 2022-01-01 | Elec | NG | 0.4927 | 2.6442 | 0.4122 | 2.2416 | 3 | 2022-01-01 | Elec | NG | 0.4927 | 2.6442 | 0.4122 | 2.2416 | 3 | 2022-01-01 | Elec | NG | 0.4927 | 2.6442 | 0.4122 | 2.2416 | 3 | 2022-01-01 | Elec | NG | 0.4927 | 2.6442 | 0.4122 | 2.2416 | 3 | 2022-01-01 | Elec | NG | 0.4927 | 2.6442 | 0.4122 | 2.2416 | 3 | 2022-01-01 | Elec | NG | 0.4927 | 2.6442 | 0.4122 | 2.2416 | 3 | 2022-01-01 | Elec | NG | 0.4927 | 2.6442 | 0.4122 | 2.2416 | 3 | 2022-01-01 | Elec | NG | 0.4927 | 2.6442 | 0.4122 | 2.2416 | 3 | 2022-01-01 | Elec | NG | 0.4927 | 2.6442 | 0.4122 | 2.2416 | 3 | 2022-01-01 | Elec | NG | 0.4927 | 2.6442 | 0.4122 | 2.2416 | 3 | 2022-01-01 | Elec | NG | 0.4927 | 2.6442 | 0.4122 | 2.2416 | 3 | 2022-01-01 | Elec | NG | 0.4927 | 2.6442 | 0.4122 | 2.2416 | 3 | 2022-01-01 | Elec | NG | 0.4927 | 2.6442 | 0.4122 | 2.2416 | 3 | 2022-01-01 | Elec | NG | 0.4927 | 2.6442 | 0.4122 | 2.2416 | 3 | 2022-01-01 | Elec | NG | 0.4927 | 2.6442 | 0.4122 | 2.2416 | 3 | 2022-01-01 | Elec | NG | 0.4927 | 2.6442 | 0.4122 | 2.2416 | 3 | 2022-01-01 | Elec | NG | 0.4927 | 2.6442 | 0.4122 | 2.2416 | 3 | 2022-01-01 | Elec | NG | 0.4927 | 2.6442 | 0.4122 | 2.2416 | 3 | 2022-01-01 | Elec | NG | 0.4927 | 2.6442 | 0.4122 | 2.2416 | 3 | 2022-01-01 | Elec | NG | 0.4927 | 2.6442 | 0.4122 | 2.2416 | 3 | 2022-01-01 | Elec | NG | 0.4927 | 2.6442 | 0.4122 | 2.2416 | 3 | 2022-01-01 | Elec | NG | 0.4927 | 2.6442 | 0.4122 | 2.2416 | 3 | 2022-01-01 | Elec | NG | 0.4927 | 2.6442 | 0.4122 | 2.2416 | 3 | 2022-01-01 | Elec | NG | 0.4927 | 2.6442 | 0.4122 | 2.2416 | 3 | 2022-01-01 | Elec | NG | 0.4927 | 2.6442 | 0.4122 | 2.2416 | 3 | 2022-01-01 | Elec | NG | 0.4927 | 2.6442 | 0.4122 | 2.2416 | 3 | 2022-01-01 | Elec | NG | 0.4927 | 2.6442 | 0.4122 | 2.2416 | 3 | 2022-01-01 | Elec | NG | 0.4927 | 2.6442 | 0.4122 | 2.2416 | 3 | 2022-01-01 | Elec | NG | 0.4927 | 2.6442 | 0.4122 | 2.2416 | 3 | 2022-01-01 | Elec | NG | 0.4927 | 2.6442 | 0.4122 | 2.2416 | 3 | 2022-01-01 | Elec | NG | 0.4927 | 2.6442 | 0.4122 | 2.2416 | 3 | 2022-01-01 | Elec | NG | 0.4927 | 2.6442 | 0.4122 | 2.2416 | 3 | 2022-01-01 | Elec | NG | 0.4927 | 2.6442 | 0.4122 | 2.2416 | 3 | 2022-01-01 | Elec | NG | 0.4927 | 2.6442 | 0.4122 | 2.2416 | 3 | 2022-01-01 | Elec | NG | 0.4927 | 2.6442 | 0.4122 | 2.2416 | 3 | 2022-01-01 | Elec | NG | 0.4927 | 2.6442 | 0.4122 | 2.2416 | 3 | 2022-01-01 | Elec | NG | 0.4927 | 2.6442 | 0.4122 | 2.2416 | 3 | 2022-01-01 | Elec | NG | 0.4927 | 2.6442 | 0.4122 | 2.2416 | 3 | 2022-01-01 | Elec | NG | 0.4927 | 2.6442 | 0.4122 | 2.2416 | 3 | 2022-01-01 | Elec | NG | 0.4927 | 2.6442 | 0.4122 | 2.2416 | 3 | 2022-01-01 | Elec | NG | 0.4927 | 2.6442 | 0.4122 | 2.2416 | 3 | 2022-01-01 | Elec | NG | 0.4927 | 2.6442 | 0.4122 | 2.2416 | 3 | 2022-01-01 | Elec | NG | 0.4927 | 2.6442 | 0.4122 | 2.2416 | 3 | 2022-01-01 | Elec | NG | 0.4927 | 2.6442 | 0.4122 | 2.2416 | 3 | 2022-01-01 | Elec | NG | 0.4927 | 2.6442 | 0.4122 | 2.2416 | 3 | 2022-01-01 | Elec | NG | 0.4927 | 2.6442 | 0.4122 | 2.2416 | 3 | 2022-01-01 | Elec | NG | 0.4927 | 2.6442 | 0.4122 | 2.2416 | 3 | 2022-01-01 | Elec | NG | 0.4927 | 2.6442 | 0.4122 | 2.2416 | 3 | 2022-01-01 | Elec | NG | 0.4927 | 2.6442 | 0.4122 | 2.2416 | 3 | 2022-01-01 | Elec | NG | 0.4927 | 2.6442 | 0.4122 | 2.2416 | 3 | 2022-01-01 | Elec | NG | 0.4927 | 2.6442 | 0.4122 | 2.2416 | 3 | 2022-01-01 | Elec | NG | 0.4927 | 2.6442 | 0.4122 | 2.2416 | 3 | 2022-01-01 | Elec | NG | 0.4927 | 2.6442 | 0.4122 | 2.2416 | 3 | 2022-01-01 | Elec | NG | 0.4927 | 2.6442 | 0.4122 | 2.2416 | 3 | 2022-01-01 | Elec | NG | 0.4927 | 2.6442 | 0.4122 | 2.2416 | 3 | 2022-01-01 | Elec | NG | 0.4927 | 2.6442 | 0.4122 | 2.2416 | 3 | 2022-01-01 | Elec | NG | 0.4927 | 2.6442 | 0.4122 | 2.2416 | 3 | 2022-01-01 | Elec | NG | 0.4927 | 2.6442 | 0.4122 | 2.2416 | 3 | 2022-01-01 | Elec | NG | 0.4927 | 2.6442 | 0.4122 | 2.2416 | 3 | 2022-01-01 | Elec | NG | 0.4927 | 2.6442 | 0.4122 | 2.2416 | 3 | 2022-01-01 | Elec | NG | 0.4927 | 2.6442 | 0.4122 | 2.2416 | 3 | 2022-01-01 | Elec | NG | 0.4927 | 2.6442 | 0.4122 | 2.2416 | 3 | 2022-01-01 | Elec | NG | 0.4927 | 2.6442 | 0.4122 | 2.2416 | 3 | 2022-01-01 | Elec | NG | 0.4927 | 2.6442 | 0.4122 | 2.2416 | 3 | 2022-01-01 | Elec | NG | 0.4927 | 2.6442 | 0.4122 | 2.2416 | 3 | 2022-01-01 | Elec | NG | 0.4927 | 2.6442 | 0.4122 | 2.2416 | 3 | 2022-01-01 | Elec | NG | 0.4927 | 2.6442 | 0.4122 | 2.2416 | 3 | 2022-01-01 | Elec | NG | 0.4927 | 2.6442 | 0.4122 | 2.2416 | 3 | 2022-01-01 | Elec | NG | 0.4927 | 2.6442 | 0.4122 | 2.2416 | 3 | 2022-01-01 | Elec | NG | 0.4927 | 2.6442 | 0.4122 | 2.2416 | 3 | 2022-01-01 | Elec | NG | 0.4927 | 2.6442 | 0.4122 | 2.2416 | 3 | 2022-01-01 | Elec | NG | 0.4927 | 2.6442 | 0.4122 | 2.2416 | 3 | 2022-01-01 | Elec | NG | 0.4927 | 2.6442 | 0.4122 | 2.2416 | 3 | 2022-01-01 | Elec | NG | 0.4927 | 2.6442 | 0.4122 | 2.2416 | 3 | 2022-01-01 | Elec | NG | 0.4927 | 2.6442 | 0.4122 | 2.2416 | 3 | 2022-01-01 | Elec | NG | 0.4927 | 2.6442 | 0.4122 | 2.2416 | 3 | 2022-01-01 | Elec | NG | 0.4927 | 2.6442 | 0.4122 | 2.2416 | 3 | 2022-01-01 | Elec | NG | 0.4927 | 2.6442 | 0.4122 | 2.2416 | 3 | 2022-01-01 | Elec | NG | 0.4927 | 2.6442 | 0.4122 | 2.2416 | 3 | 2022-01-01 | Elec | NG | 0.4927 | 2.6442 | 0.4122 | 2.2416 | 3 | 2022-01-01 | Elec | NG | 0.4927 | 2.6442 | 0.4122 | 2.2416 | 3 | 2022-01-01 | Elec | NG | 0.4927 | 2.6442 | 0.4122 | 2.2416 | 3 | 2022-01-01 | Elec | NG | 0.4927 | 2.6442 | 0.4122 | 2.2416 | 3 | 2022-01-01 | Elec | NG | 0.4927 | 2.6442 | 0.4122 | 2.2416 | 3 | 2022-01-01 | Elec | NG | 0.4927 | 2.6442 | 0.4122 | 2.2416 | 3 | 2022-01-01 | Elec | NG | 0.4927 | 2.6442 | 0.4122 | 2.2416 | 3 | 2022-01-01 | Elec | NG | 0.4927 | 2.6442 | 0.4122 | 2.2416 | 3 | 2022-01-01 | Elec | NG | 0.4927 | 2.6442 | 0.4122 | 2.2416 | 3 | 2022-01-01 | Elec | NG | 0.4927 | 2.6442 | 0.4122 | 2.2416 | 3 | 2022-01-01 | Elec | NG | 0.4927 | 2.6442 | 0.4122 | 2.2416 | 3 | 2022-01-01 | Elec | NG | 0.4927 | 2.6442 | 0.4122 | 2.2416 | 3 | 2022-01-01 | Elec | NG | 0.4927 | 2.6442 | 0.4122 | 2.2416 | 3 | 2022-01-01 | Elec | NG | 0.4927 | 2.6442 | 0.4122 | 2.2416 | 3 | 2022-01-01 | Elec | NG | 0.4927 | 2.6442 | 0.4122 | 2.2416 | 3 | 2022-01-01 | Elec | NG | 0.4927 | 2.6442 | 0.4122 | 2.2416 | 3 | 2022-01-01 | Elec | NG | 0.4927 | 2.6442 | 0.4122 | 2.2416 | 3 | 2022-01-01 | Elec | NG | 0.4927 | 2.6442 | 0.4122 | 2.2416 | 3 | 2022-01-01 | Elec | NG | 0.4927 | 2.6442 | 0.4122 | 2.2416 | 3 | 2022-01-01 | Elec | NG | 0.4927 | 2.6442 | 0.4122 | 2.2416 | 3 | 2022-01-01 | Elec | NG | 0.4927 | 2.6442 | 0.4122 | 2.2416 | 3 | 2022-01-01 | Elec | NG | 0.4927 | 2.6442 | 0.4122 | 2.2416 | 3 | 2022-01-01 | Elec | NG | 0.4927 | 2.6442 | 0.4122 | 2.2416 | 3 | 2022-01-01 | Elec | NG | 0.4927 | 2.6442 | 0.4122 | 2.2416 | 3 | 2022-01-01 | Elec | NG | 0.4927 | 2.6442 | 0.4122 | 2.2416 | 3 | 2022-01-01 | Elec | NG | 0.4927 | 2.6442 | 0.4122 | 2.2416 | 3 | 2022-01-01 | Elec | NG | 0.4927 | 2.6442 | 0.4122 | 2.2416 | 3 | 2022-01-01 | Elec | NG | 0.4927 | 2.6442 | 0.4122 | 2.2416 | 3 | 2022-01-01 | Elec | NG | 0.4927 | 2.6442 | 0.4122 | 2.2416 | 3 | 2022-01-01 | Elec | NG | 0.4927 | 2.6442 | 0.4122 | 2.2416 | 3 | 2022-01-01 | Elec | NG | 0.4927 | 2.6442 | 0.4122 | 2.2416 | 3 | 2022-01-01 | Elec | NG | 0.4927 | 2.6442 | 0.4122 | 2.2416 | 3 | 2022-01-01 | Elec | NG | 0.4927 | 2.6442 | 0.4122 | 2.2416 | 3 | 2022-01-01 | Elec | NG | 0.4927 | 2.6442 | 0.4122 | 2.2416 | 3 | 2022-01-01 | Elec | NG | 0.4927 | 2.6442 | 0.4122 | 2.2416 | 3 | 2022-01-01 | Elec | NG | 0.4927 | 2.6442 | 0.4122 | 2.2416 | 3 | 2022-01-01 | Elec | NG | 0.4927 | 2.6442 | 0.4122 | 2.2416 | 3 | 2022-01-01 | Elec | NG | 0.4927 | 2.6442 | 0.4122 | 2.2416 | 3 | 2022-01-01 | Elec | NG | 0.4927 | 2.6442 | 0.4122 | 2.2416 | 3 | 2022-01-01 | Elec | NG | 0.4927 | 2.6442 | 0.4122 | 2.2416 | 3 | 2022-01-01 | Elec | NG | 0.4927 | 2.6442 | 0.4122 | 2.2416 | 3 | 2022-01-01 | Elec | NG | 0.4927 | 2.6442 | 0.4122 | 2.2416 | 3 | 2022-01-01 | Elec | NG | 0.4927 | 2.6442 | 0.4122 | 2.2416 | 3 | 2022-01-01 | Elec | NG | 0.4927 | 2.6442 | 0.4122 | 2.2416 | 3 | 2022-01-01 | Elec | NG | 0.4927 | 2.6442 | 0.4122 | 2.2416 | 3 | 2022-01-01 | Elec | NG | 0.4927 | 2.6442 | 0.4122 | 2.2416 | 3 | 2022-01-01 | Elec | NG | 0.4927 | 2.6442 | 0.4122 | 2.2416 | 3 | 2022-01-01 | Elec | NG | 0.4927 | 2.6442 | 0.4122 | 2.2416 | 3 | 2022-01-01 | Elec | NG | 0.4927 | 2.6442 | 0.4122 | 2.2416 | 3 | 2022-01-01 | Elec | NG | 0.4927 | 2.6442 | 0.4122 | 2.2416 | 3 | 2022-01-01 | Elec | NG | 0.4927 | 2.6442 | 0.4122 | 2.2416 | 3 | 2022-01-01 | Elec | NG | 0.4927 | 2.6442 | 0.4122 | 2.2416 | 3 | 2022-01-01 | Elec | NG | 0.4927 | 2.6442 | 0.4122 | 2.2416 | 3 | 2022-01-01 | Elec | NG | 0.4927 | 2.6442 | 0.4122 | 2.2416 | 3 | 2022-01-01 | Elec | NG | 0.4927 | 2.6442 | 0.4122 | 2.2416 | 3 | 2022-01-01 | Elec | NG | 0.4927 | 2.6442 | 0.4122 | 2.2416 | 3 | 2022-01-01 | Elec | NG | 0.4927 | 2.6442 | 0.4122 | 2.2416 | 3 | 2022-01-01 | Elec | NG | 0.4927 | 2.6442 | 0.4122 | 2.2416 | 3 | 2022-01-01 | Elec | NG | 0.4927 | 2.6442 | 0.4122 | 2.2416 | 3 | 2022-01-01 | Elec | NG | 0.4927 | 2.6442 | 0.4122 | 2.2416 | 3 | 2022-01-01 | Elec | NG | 0.4927 | 2.6442 | 0.4122 | 2.2416 | 3 | 2022-01-01 | Elec | NG | 0.4927 | 2.6442 | 0.4122 | 2.2416 | 3 | 2022-01-01 | Elec | NG | 0.4927 | 2.6442 | 0.4122 | 2.2416 | 3 | 2022-01-01 | Elec | NG | 0.4927 | 2.6442 | 0.4122 | 2.2416 | 3 | 2022-01-01 | Elec | NG | 0.4927 | 2.6442 | 0.4122 | 2.2416 | 3 | 2022-01-01 | Elec | NG | 0.4927 | 2.6442 | 0.4122 | 2.2416 | 3 | 2022-01-01 | Elec | NG | 0.4927 | 2.6442 | 0.4122 | 2.2416 | 3 | 2022-01-01 | Elec | NG | 0.4927 | 2.6442 | 0.4122 | 2.2416 | 3 | 2022-01-01 | Elec | NG | 0.4927 | 2.6442 | 0.4122 | 2.2416 | 3 | 2022-01-01 | Elec | NG | 0.4927 | 2.6442 | 0.4122 | 2.2416 | 3 | 2022-01-01 | Elec | NG | 0.4927 | 2.6442 | 0.4122 | 2.2416 | 3 | 2022-01-01 | Elec | NG | 0.4927 | 2.6442 | 0.4122 | 2.2416 | 3 | 2022-01-01 | Elec | NG | 0.4927 | 2.6442 | 0.4122 | 2.2416 | 3 | 2022-01-01 | Elec | NG | 0.4927 | 2.6442 | 0.4122 | 2.2416 | 3 | 2022-01-01 | Elec | NG | 0.4927 | 2.6442 | 0.4122 | 2.2416 | 3 | 2022-01-01 | Elec | NG | 0.4927 | 2.6442 | 0.4122 | 2.2416 | 3 | 2022-01-01 | Elec | NG | 0.4927 | 2.6442 | 0.4122 | 2.2416 | 3 | 2022-01-01 | Elec | NG | 0.4927 | 2.6442 | 0.4122 | 2.2416 | 3 | 2022-01-01 | Elec | NG | 0.4927 | 2.6442 | 0.4122 | 2.2416 | 3 | 2022-01-01 | Elec | NG | 0.4927 | 2.6442 | 0.4122 | 2.2416 | 3 | 2022-01-01 | Elec | NG | 0.4927 | 2.6442 | 0.4122 | 2.2416 | 3 | 2022-01-01 | Elec | NG | 0.4927 | 2.6442 | 0.4122 | 2.2416 | 3 | 2022-01-01 | Elec | NG | 0.4927 | 2.6442 | 0.4122 | 2.2416 | 3 | 2022-01-01 | Elec | NG | 0.4927 | 2.6442 | 0.4122 | 2.2416 | 3 | 2022-01-01 | Elec | NG | 0.4927 | 2.6442 | 0.4122 | 2.2416 | 3 | 2022-01-01 | Elec | NG | 0.4927 | 2.6442 | 0.4122 | 2.2416 | 3 | 2022-01-01 | Elec | NG | 0.4927 | 2.6442 | 0.4122 | 2.2416 | 3 | 2022-01-01 | Elec | NG | 0.4927 | 2.6442 | 0.4122 | 2.2416 | 3 | 2022-01-01 | Elec | NG | 0.4927 | 2.6442 | 0.4122 | 2.2416 | 3 | 2022-01-01 | Elec | NG | 0.4927 | 2.6442 | 0.4122 | 2.2416 | 3 | 2022-01-01 | Elec | NG | 0.4927 | 2.6442 | 0.4122 | 2.2416 | 3 | 2022-01-01 | Elec | NG | 0.4927 | 2.6442 | 0.4122 | 2.2416 | 3 | 2022-01-01 | Elec | NG | 0.4927 | 2.6442 | 0.4122 | 2.2416 | 3 | 2022-01-01 | Elec | NG | 0.4927 | 2.6442 | 0.4122 | 2.2416 | 3 | 2022-01-01 | Elec | NG | 0.4927 | 2.6442 | 0.4122 | 2.2416 | 3 | 2022-01-01 | Elec | NG | 0.4927 | 2.6442 | 0.4122 | 2.2416 | 3 | 2022-01-01 | Elec | NG | 0.4927 | 2.6442 | 0.4122 | 2.2416 | 3 | 2022-01-01 | Elec | NG | 0.4927 | 2.6442 | 0.4122 | 2.2416 | 3 | 2022-01-01 | Elec | NG | 0.4927 | 2.6442 | 0.4122 | 2.2416 | 3 | 2022-01-01 | Elec | NG | 0.4927 | 2.6442 | 0.4122 | 2.2416 | 3 | 2022-01-01 | Elec | NG | 0.4927 | 2.6442 | 0.4122 | 2.2416 | 3 | 2022-01-01 | Elec | NG | 0.4927 | 2.6442 | 0.4122 | 2.2416 | 3 | 2022-01-01 | Elec | NG | 0.4927 | 2.6442 | 0.4122 | 2.2416 | 3 | 2022-01-01 | Elec | NG | 0.4927 | 2.6442 | 0.4122 | 2.2416 | 3 | 2022-01-01 | Elec | NG | 0.4927 | 2.6442 | 0.4122 | 2.2416 | 3 | 2022-01-01 | Elec | NG | 0.4927 | 2.6442 | 0.4122 | 2.2416 | 3 | 2022-01-01 | Elec | NG | 0.4927 | 2.6442 | 0.4122 | 2.2416 | 3 | 2022-01-01 | Elec | NG | 0.4927 | 2.6442 | 0.4122 | 2.2416 | 3 | 2022-01-01 | Elec | NG | 0.4927 | 2.6442 | 0.4122 | 2.2416 | 3 | 2022-01-01 | Elec | NG | 0.4927 | 2.6442 | 0.4122 | 2.2416 | 3 | 2022-01-01 | Elec | NG | 0.4927 | 2.6442 | 0.4122 | 2.2416 | 3 | 2022-01-01 | Elec | NG | 0.4927 | 2.6442 | 0.4122 | 2.2416 | 3 | 2022-01-01 | Elec | NG | 0.4927 | 2.6442 | 0.4122 | 2.2416 | 3 | 2022-01-01 | Elec | NG | 0.4927 | 2.6442 | 0.4122 | 2.2416 | 3 | 2022-01-01 | Elec | NG | 0.4927 | 2.6442 | 0.4122 | 2.2416 | 3 | 2022-01-01 | Elec | NG | 0.4927 | 2.6442 | 0.4122 | 2.2416 | 3 | 2022-01-01 | Elec | NG | 0.4927 | 2.6442 | 0.4122 | 2.2416 | 3 | 2022-01-01 | Elec | NG | 0.4927 | 2.6442 | 0.4122 | 2.2416 | 3 | 2022-01-01 | Elec | NG | 0.4927 | 2.6442 | 0.4122 | 2.2416 | 3 | 2022-01-01 | Elec | NG | 0.4927 | 2.6442 | 0.4122 | 2.2416 | 3 | 2022-01-01 | Elec | NG | 0.4927 | 2.6442 | 0.4122 | 2.2416 | 3 | 2022-01-01 | Elec | NG | 0.4927 | 2.6442 | 0.4122 | 2.2416 | 3 | 2022-01-01 | Elec | NG | 0.4927 | 2.6442 | 0.4122 | 2.2416 | 3 | 2022-01-01 | Elec | NG | 0.4927 | 2.6442 | 0.4122 | 2.2416 | 3 | 2022-01-01 | Elec | NG | 0.4927 | 2.6442 | 0.4122 | 2.2416 | 3 | 2022-01-01 | Elec | NG | 0.4927 | 2.6442 | 0.4122 | 2.2416 | 3 | 2022-01-01 | Elec | NG | 0.4927 | 2.6442 | 0.4122 | 2.2416 | 3 | 2022-01-01 | Elec | NG | 0.4927 | 2.6442 | 0.4122 | 2.2416 | 3 | 2022-01-01 | Elec | NG | 0.4927 | 2.6442 | 0.4122 | 2.2416 | 3 | 2022-01-01 | Elec | NG | 0.4927 | 2.6442 | 0.4122 | 2.2416 | 3 | 2022-01-01 | Elec | NG | 0.4927 | 2.6442 | 0.4122 | 2.2416 | 3 | 2022-01-01 | Elec | NG | 0.4927 | 2.6442 | 0.4122 | 2.2416 | 3 | 2022-01-01 | Elec | NG | 0.4927 | 2.6442 | 0.4122 | 2.2416 | 3 | 2022-01-01 | Elec | NG | 0.4927 | 2.6442 | 0.4122 | 2.2416 | 3 | 2022-01-01 | Elec | NG | 0.4927 | 2.6442 | 0.4122 | 2.2416 | 3 | 2022-01-01 | Elec | NG | 0.4927 | 2.6442 | 0.4122 | 2.2416 | 3 | 2022-01-01 | Elec | NG | 0.4927 | 2.6442 | 0.4122 | 2.2416 | 3 | 2022-01-01 | Elec | NG | 0.4927 | 2.6442 | 0.4122 | 2.2416 | 3 | 2022-01-01 | Elec | NG | 0.4927 | 2.6442 | 0.4122 | 2.2416 | 3 | 2022-01-01 | Elec | NG | 0.4927 | 2.6442 | 0.4122 | 2.2416 | 3 | 2022-01-01 | Elec | NG | 0.4927 | 2.6442 | 0.4122 | 2.2416 | 3 | 2022-01-01 | Elec | NG | 0.4927 | 2.6442 | 0.4122 | 2.2416 | 3 | 2022-01-01 | Elec | NG | 0.4927 | 2.6442 | 0.4122 | 2.2416 | 3 | 2022-01-01 | Elec | NG | 0.4927 | 2.6442 | 0.4122 | 2.2416 | 3 | 2022-01-01 | Elec | NG | 0.4927 | 2.6442 | 0.4122 | 2.2416 | 3 | 2022-01-01 | Elec | NG | 0.4927 | 2.6442 | 0.4122 | 2.2416 | 3 | 2022-01-01 | Elec | NG | 0.4927 | 2.6442 | 0.4122 | 2.2416 | 3 | 2022-01-01 | Elec | NG | 0.4927 | 2.6442 | 0.4122 | 2.2416 | 3 | 2022-01-01 | Elec | NG | 0.4927 | 2.6442 | 0.4122 | 2.2416 | 3 | 2022-01-01 | Elec | NG | 0.4927 | 2.6442 | 0.4122 | 2.2416 | 3 | 2022-01-01 | Elec | NG | 0.4927 | 2.6442 | 0.4122 | 2.2416 | 3 | 2022-01-01 | Elec | NG | 0.4927 | 2.6442 | 0.4122 | 2.2416 | 3 | 2022-01-01 | Elec | NG | 0.4927 | 2.6442 | 0.4122 | 2.2416 | 3 | 2022-01-01 | Elec | NG | 0.4927 | 2.6442 | 0.4122 | 2.2416 | 3 | 2022-01-01 | Elec | NG | 0.4927 | 2.6442 | 0.4122 | 2.2416 | 3 | 2022-01-01 | Elec | NG | 0.4927 | 2.6442 | 0.4122 | 2.2416 | 3 | 2022-01-01 | Elec | NG | 0.4927 | 2.6442 | 0.4122 | 2.2416 | 3 | 2022-01-01 | Elec | NG | 0.4927 | 2.6442 | 0.4122 | 2.2416 | 3 | 2022-01-01 | Elec | NG | 0.4927 | 2.6442 | 0.4122 | 2.2416 | 3 | 2022-01-01 | Elec | NG | 0.4927 | 2.6442 | 0.4122 | 2.2416 | 3 | 2022-01-01 | Elec | NG | 0.4927 | 2.6442 | 0.4122 | 2.2416 | 3 | 2022-01-01 | Elec | NG | 0.4927 | 2.6442 | 0.4122 | 2.2416 | 3 | 2022-01-01 | Elec | NG | 0.4927 | 2.6442 | 0.4122 | 2.2416 | 3 | 2022-01-01 | Elec | NG | 0.4927 | 2.6442 | 0.4122 | 2.2416 | 3 | 2022-01-01 | Elec | NG | 0.4927 | 2.6442 | 0.4122 | 2.2416 | 3 | 2022-01-01 | Elec | NG | 0.4927 | 2.6442 | 0.4122 | 2.2416 | 3 | 2022-01-01 | Elec | NG | 0.4927 | 2.6442 | 0.4122 | 2.2416 | 3 | 2022-01-01 | Elec | NG | 0.4927 | 2.6442 | 0.4122 | 2.2416 | 3 | 2022-01-01 | Elec | NG | 0.4927 | 2.6442 | 0.4122 | 2.2416 | 3 | 2022-01-01 | Elec | NG | 0.4927 | 2.6442 | 0.4122 | 2.2416 | 3 | 2022-01-01 | Elec | NG | 0.4927 | 2.6442 | 0.4122 | 2.2416 | 3 | 2022-01-01 | Elec | NG | 0.4927 | 2.6442 | 0.4122 | 2.2416 | 3 | 2022-01-01 | Elec | NG | 0.4927 | 2.6442 | 0.4122 | 2.2416 | 3 | 2022-01-01 | Elec | NG | 0.4927 | 2.6442 | 0.4122 | 2.2416 | 3 | 2022-01-01 | Elec | NG | 0.4927 | 2.6442 | 0.4122 | 2.2416 | 3 | 2022-01-01 | Elec | NG | 0.4927 | 2.6442 | 0.4122 | 2.2416 | 3 | 2022-01-01 | Elec | NG | 0.4927 | 2.6442 | 0.4122 | 2.2416 | 3 | 2022-01-01 | Elec | NG | 0.4927 | 2.6442 | 0.4122 | 2.2416 | 3 | 2022-01-01 | Elec | NG | 0.4927 | 2.6442 | 0.4122 | 2.2416 | 3 | 2022-01-01 | Elec | NG | 0.4927 | 2.6442 | 0.4122 | 2.2416 | 3 | 2022-01-01 | Elec | NG | 0.4927 | 2.6442 | 0.4122 | 2.2416 | 3 | 2022-01-01 | Elec | NG | 0.4927 | 2.6442 | 0.4122 | 2.2416 | 3 | 2022-01-01 | Elec | NG | 0.4927 | 2.6442 | 0.4122 | 2.2416 | 3 | 2022-01-01 | Elec | NG | 0.4927 | 2.6442 | 0.4122 | 2.2416 | 3 | 2022-01-01 | Elec | NG | 0.4927 | 2.6442 | 0.4122 | 2.2416 | 3 | 2022-01-01 | Elec | NG | 0.4927 | 2.6442 | 0.4122 | 2.2416 | 3 | 2022-01-01 | Elec | NG | 0.4927 | 2.6442 | 0.4122 | 2.2416 | 3 | 2022-01-01 | Elec | NG | 0.4927 | 2.6442 | 0.4122 | 2.2416 | 3 | 2022-01-01 | Elec | NG | 0.4927 | 2.6442 | 0.4122 | 2.2416 | 3 | 2022-01-01 | Elec | NG | 0.4927 | 2.6442 | 0.4122 | 2.2416 | 3 | 2022-01-01 | Elec | NG | 0.4927 | 2.6442 | 0.4122 | 2.2416 | 3 | 2022-01-01 | Elec | NG | 0.4927 | 2.6442 | 0.4122 | 2.2416 | 3 | 2022-01-01 | Elec | NG | 0.4927 | 2.6442 | 0.4122 | 2.2416 | 3 | 2022-01-01 | Elec | NG | 0.4927 | 2.6442 | 0.4122 | 2.2416 | 3 | 2022-01-01 | Elec | NG | 0.4927 | 2.6442 | 0.4122 | 2.2416 | 3 | 2022-01-01 | Elec | NG | 0.4927 | 2.6442 | 0.4122 | 2.2416 | 3 | 2022-01-01 | Elec | NG | 0.4927 | 2.6442 | 0.4122 | 2.2416 | 3 | 2022-01-01 | Elec | NG | 0.4927 | 2.6442 | 0.4122 | 2.2416 | 3 | 2022-01-01 | Elec | NG | 0.4927 | 2.6442 | 0.4122 | 2.2416 | 3 | 2022-01-01 | Elec | NG | 0.4927 | 2.6442 | 0.4122 | 2.2416 | 3 | 2022-01-01 | Elec | NG | 0.4927 | 2.6442 | 0.4122 | 2.2416 | 3 | 2022-01-01 | Elec | NG | 0.4927 | 2.6442 | 0.4122 | 2.2416 | 3 | 2022-01-01 | Elec | NG | 0.4927 | 2.6442 | 0.4122 | 2.2416 | 3 | 2022-01-01 | Elec | NG | 0.4927 | 2.6442 | 0.4122 | 2.2416 | 3 | 2022-01-01 | Elec | NG | 0.4927 | 2.6442 | 0.4122 | 2.2416 | 3 | 2022-01-01 | Elec | NG | 0.4927 | 2.6442 | 0.4122 | 2.2416 | 3 | 2022-01-01 | Elec | NG | 0.4927 | 2.6442 | 0.4122 | 2.2416 | 3 | 2022-01-01 | Elec | NG | 0.4927 | 2.6442 | 0.4122 | 2.2416 | 3 | 2022-01-01 | Elec | NG | 0.4927 | 2.6442 | 0.4122 | 2.2416 | 3 | 2022-01-01 | Elec | NG | 0.4927 | 2.6442 | 0.4122 | 2.2416 | 3 | 2022-01-01 | Elec | NG | 0.4927 | 2.6442 | 0.4122 | 2.2416 | 3 | 2022-01-01 | Elec | NG | 0.4927 | 2.6442 | 0.4122 | 2.2416 | 3 | 2022-01-01 | Elec | NG | 0.4927 | 2.6442 | 0.4122 | 2.2416 | 3 | 2022-01-01 | Elec | NG | 0.4927 | 2.6442 | 0.4122 | 2.2416 | 3 | 2022-01-01 | Elec | NG | 0.4927 | 2.6442 | 0.4122 | 2.2416 | 3 | 2022-01-01 | Elec | NG | 0.4927 | 2.6442 | 0.4122 | 2.2416 | 3 | 2022-01-01 | Elec | NG | 0.4927 | 2.6442 | 0.4122 | 2.2416 | 3 | 2022-01-01 | Elec | NG | 0.4927 | 2.6442 | 0.4122 | 2.2416 | 3 | 2022-01-01 | Elec | NG | 0.4927 | 2.6442 | 0.4122 | 2.2416 | 3 | 2022-01-01 | Elec | NG | 0.4927 | 2.6442 | 0.4122 | 2.2416 | 3 | 2022-01-01 | Elec | NG | 0.4927 | 2.6442 | 0.4122 | 2.2416 | 3 | 2022-01-01 | Elec | NG | 0.4927 | 2.6442 | 0.4122 | 2.2416 | 3 | 2022-01-01 | Elec | NG | 0.4927 | 2.6442 | 0.4122 | 2.2416 | 3 | 2022-01-01 | Elec | NG | 0.4927 | 2.6442 | 0.4122 | 2.2416 | 3 | 2022-01-01 | Elec | NG | 0.4927 | 2.6442 | 0.4122 | 2.2416 | 3 | 2022-01-01 | Elec | NG | 0.4927 | 2.6442 | 0.4122 | 2.2416 | 3 | 2022-01-01 | Elec | NG | 0.4927 | 2.6442 | 0.4122 | 2.2416 | 3 | 2022-01-01 | Elec | NG | 0.4927 | 2.6442 | 0.4122 | 2.2416 | 3 | 2022-01-01 | Elec | NG | 0.4927 | 2.6442 | 0.4122 | 2.2416 | 3 | 2022-01-01 | Elec | NG | 0.4927 | 2.6442 | 0.4122 | 2.2416 | 3 | 2022-01-01 | Elec | NG | 0.4927 | 2.6442 | 0.4122 | 2.2416 | 3 | 2022-01-01 | Elec | NG | 0.4927 | 2.6442 | 0.4122 | 2.2416 | 3 | 2022-01-01 | Elec | NG | 0.4927 | 2.6442 | 0.4122 | 2.2416 | 3 | 2022-01-01 | Elec | NG | 0.4927 | 2.6442 | 0.4122 | 2.2416 | 3 | 2022-01-01 | Elec | NG | 0.4927 | 2.6442 | 0.4122 | 2.2416 | 3 | 2022-01-01 | Elec | NG | 0.4927 | 2.6442 | 0.4122 | 2.2416 | 3 | 2022-01-01 | Elec | NG | 0.4927 | 2.6442 | 0.4122 | 2.2416 | 3 | 2022-01-01 | Elec | NG | 0.4927 | 2.6442 | 0.4122 | 2.2416 | 3 | 2022-01-01 | Elec | NG | 0.4927 | 2.6442 | 0.4122 | 2.2416 | 3 | 2022-01-01 | Elec | NG | 0.4927 | 2.6442 | 0.4122 | 2.2416 | 3 | 2022-01-01 | Elec | NG | 0.4927 | 2.6442 | 0.4122 | 2.2416 | 3 | 2022-01-01 | Elec | NG | 0.4927 | 2.6442 | 0.4122 | 2.2416 | 3 | 2022-01-01 | Elec | NG | 0.4927 | 2.6442 | 0.4122 | 2.2416 | 3 | 2022-01-01 | Elec | NG | 0.4927 | 2.6442 | 0.4122 | 2.2416 | 3 | 2022-01-01 | Elec | NG | 0.4927 | 2.6442 | 0.4122 | 2.2416 | 3 | 2022-01-01 | Elec | NG | 0.4927 | 2.6442 | 0.4122 | 2.2416 | 3 | 2022-01-01 | Elec | NG | 0.4927 | 2.6442 | 0.4122 | 2.2416 | 3 | 2022-01-01 | Elec | NG | 0.4927 | 2.6442 | 0.4122 | 2.2416 | 3 | 2022-01-01 | Elec | NG | 0.4927 | 2.6442 | 0.4122 | 2.2416 | 3 | 2022-01-01 | Elec | NG | 0.4927 | 2.6442 | 0.4122 | 2.2416 | 3 | 2022-01-01 | Elec | NG | 0.4927 | 2.6442 | 0.4122 | 2.2416 | 3 | 2022-01-01 | Elec | NG | 0.4927 | 2.6442 | 0.4122 | 2.2416 | 3 | 2022-01-01 | Elec | NG | 0.4927 | 2.6442 | 0.4122 | 2.2416 | 3 | 2022-01-01 | Elec | NG | 0.4927 | 2.6442 | 0.4122 | 2.2416 | 3 | 2022-01-01 | Elec | NG | 0.4927 | 2.6442 | 0.4122 | 2.2416 | 3 | 2022-01-01 | Elec | NG | 0.4927 | 2.6442 | 0.4122 | 2.2416 | 3 | 2022-01-01 | Elec | NG | 0.4927 | 2.6442 | 0.4122 | 2.2416 | 3 | 2022-01-01 | Elec | NG | 0.4927 | 2.6442 | 0.4122 | 2.2416 | 3 | 2022-01-01 | Elec | NG | 0.4927 | 2.6442 | 0.4122 | 2.2416 | 3 | 2022-01-01 | Elec | NG | 0.4927 | 2.6442 | 0.4122 | 2.2416 | 3 | 2022-01-01 | Elec | NG | 0.4927 | 2.6442 | 0.4122 | 2.2416 | 3 | 2022-01-01 | Elec | NG | 0.4927 | 2.6442 | 0.4122 | 2.2416 | 3 | 2022-01-01 | Elec | NG | 0.4927 | 2.6442 | 0.4122 | 2.2416 | 3 | 2022-01-01 | Elec | NG | 0.4927 | 2.6442 | 0.4122 | 2.2416 | 3 | 2022-01-01 | Elec | NG | 0.4927 | 2.6442 | 0.4122 | 2.2416 | 3 | 2022-01-01 | Elec | NG | 0.4927 | 2.6442 | 0.4122 | 2.2416 | 3 | 2022-01-01 | Elec | NG | 0.4927 | 2.6442 | 0.4122 | 2.2416 | 3 | 2022-01-01 | Elec | NG | 0.4927 | 2.6442 | 0.4122 | 2.2416 | 3 | 2022-01-01 | Elec | NG | 0.4927 | 2.6442 | 0.4122 | 2.2416 | 3 | 2022-01-01 | Elec | NG | 0.4927 | 2.6442 | 0.4122 | 2.2416 | 3 | 2022-01-01 | Elec | NG | 0.4927 | 2.6442 | 0.4122 | 2.2416 | 3 | 2022-01-01 | Elec | NG | 0.4927 | 2.6442 | 0.4122 | 2.2416 | 3 | 2022-01-01 | Elec | NG | 0.4927 | 2.6442 | 0.4122 | 2.2416 | 3 | 2022-01-01 | Elec | NG | 0.4927 | 2.6442 | 0.4122 | 2.2416 | 3 | 2022-01-01 | Elec | NG | 0.4927 | 2.6442 | 0.4122 | 2.2416 | 3 | 2022-01-01 | Elec | NG | 0.4927 | 2.6442 | 0.4122 | 2.2416 | 3 | 2022-01-01 | Elec | NG | 0.4927 | 2.6442 | 0.4122 | 2.2416 | 3 | 2022-01-01 | Elec | NG | 0.4927 | 2.6442 | 0.4122 | 2.2416 | 3 | 2022-01-01 | Elec | NG | 0.4927 | 2.6442 | 0.4122 | 2.2416 | 3 | 2022-01-01 | Elec | NG | 0.4927 | 2.6442 | 0.4122 | 2.2416 | 3 | 2022-01-01 | Elec | NG | 0.4927 | 2.6442 | 0.4122 | 2.2416 | 3 | 2022-01-01 | Elec | NG | 0.4927 | 2.6442 | 0.4122 | 2.2416 | 3 | 2022-01-01 | Elec | NG | 0.4927 | 2.6442 | 0.4122 | 2.2416 | 3 | 2022-01-01 | Elec | NG | 0.4927 | 2.6442 | 0.4122 | 2.2416 | 3 | 2022-01-01 | Elec | NG | 0.4927 | 2.6442 | 0.4122 | 2.2416 | 3 | 2022-01-01 | Elec | NG | 0.4927 | 2.6442 | 0.4122 | 2.2416 | 3 | 2022-01-01 | Elec | NG | 0.4927 | 2.6442 | 0.4122 | 2.2416 | 3 | 2022-01-01 | Elec | NG | 0.4927 | 2.6442 | 0.4122 | 2.2416 | 3 | 2022-01-01 | Elec | NG | 0.4927 | 2.6442 | 0.4122 | 2.2416 | 3 | 2022-01-01 | Elec | NG | 0.4927 | 2.6442 | 0.4122 | 2.2416 | 3 | 2022-01-01 | Elec | NG | 0.4927 | 2.6442 | 0.4122 | 2.2416 | 3 | 2022-01-01 | Elec | NG | 0.4927 | 2.6442 | 0.4122 | 2.2416 | 3 | 2022-01-01 | Elec | NG | 0.4927 | 2.6442 | 0.4122 | 2.2416 | 3 | 2022-01-01 | Elec | NG | 0.4927 | 2.6442 | 0.4122 | 2.2416 | 3 | 2022-01-01 | Elec | NG | 0.4927 | 2.6442 | 0.4122 | 2.2416 | 3 | 2022-01-01 | Elec | NG | 0.4927 | 2.6442 | 0.4122 | 2.2416 | 3 | 2022-01-01 | Elec | NG | 0.4927 | 2.6442 | 0.4122 | 2.2416 | 3 | 2022-01-01 | Elec | NG | 0.4927 | 2.6442 | 0.4122 | 2.2416 | 3 | 2022-01-01 | Elec | NG | 0.4927 | 2.6442 | 0.4122 | 2.2416 | 3 | 2022-01-01 | Elec | NG | 0.4927 | 2.6442 | 0.4122 | 2.2416 | 3 | 2022-01-01 | Elec | NG | 0.4927 | 2.6442 | 0.4122 | 2.2416 | 3 | 2022-01-01 | Elec | NG | 0.4927 | 2.6442 | 0.4122 | 2.2416 | 3 | 2022-01-01 | Elec | NG | 0.4927 | 2.6442 | 0.4122 | 2.2416 | 3 | 2022-01-01 | Elec | NG | 0.4927 | 2.6442 | 0.4122 | 2.2416 | 3 | 2022-01-01 | Elec | NG | 0.4927 | 2.6442 | 0.4122 | 2.2416 | 3 | 2022-01-01 | Elec | NG | 0.4927 | 2.6442 | 0.4122 | 2.2416 | 3 | 2022-01-01 | Elec | NG | 0.4927 | 2.6442 | 0.4122 | 2.2416 | 3 | 2022-01-01 | Elec | NG | 0.4927 | 2.6442 | 0.4122 | 2.2416 | 3 | 2022-01-01 | Elec | NG | 0.4927 | 2.6442 | 0.4122 | 2.2416 | 3 | 2022-01-01 | Elec | NG | 0.4927 | 2.6442 | 0.4122 | 2.2416 | 3 | 2022-01-01 | Elec | NG | 0.4927 | 2.6442 | 0.4122 | 2.2416 | 3 | 2022-01-01 | Elec | NG | 0.4927 | 2.6442 | 0.4122 | 2.2416 | 3 | 2022-01-01 | Elec | NG | 0.4927 | 2.6442 | 0.4122 | 2.2416 | 3 | 2022-01-01 | Elec | NG | 0.4927 | 2.6442 | 0.4122 | 2.2416 | 3 | 2022-01-01 | Elec | NG | 0.4927 | 2.6442 | 0.4122 | 2.2416 | 3 | 2022-01-01 | Elec | NG | 0.4927 | 2.6442 | 0.4122 | 2.2416 | 3 | 2022-01-01 | Elec | NG | 0.4927 | 2.6442 | 0.4122 | 2.2416 | 3 | 2022-01-01 | Elec | NG | 0.4927 | 2.6442 | 0.4122 | 2.2416 | 3 | 2022-01-01 | Elec | NG | 0.4927 | 2.6442 | 0.4122 | 2.2416 | 3 | 2022-01-01 | Elec | NG | 0.4927 | 2.6442 | 0.4122 | 2.2416 | 3 | 2022-01-01 | Elec | NG | 0.4927 | 2.6442 | 0.4122 | 2.2416 | 3 | 2022-01-01 | Elec | NG | 0.4927 | 2.6442 | 0.4122 | 2.2416 | 3 | 2022-01-01 | Elec | NG | 0.4927 | 2.6442 | 0.4122 | 2.2416 | 3 | 2022-01-01 | Elec | NG | 0.4927 | 2.6442 | 0.4122 | 2.2416 | 3 | 2022-01-01 | Elec | NG | 0.4927 | 2.6442 | 0.4122 | 2.2416 | 3 | 2022-01-01 | Elec | NG | 0.4927 | 2.6442 | 0.4122 | 2.2416 | 3 | 2022-01-01 | Elec | NG | 0.4927 | 2.6442 | 0.4122 | 2.2416 | 3 | 2022-01-01 | Elec | NG | 0.4927 | 2.6442 | 0.4122 | 2.2416 | 3 | 2022-01-01 | Elec | NG | 0.4927 | 2.6442 | 0.4122 | 2.2416 | 3 | 2022-01-01 | Elec | NG | 0.4927 | 2.6442 | 0.4122 | 2.2416 | 3 | 2022-01-01 | Elec | NG | 0.4927 | 2.6442 | 0.4122 | 2.2416 | 3 | 2022-01-01 | Elec | NG | 0.4927 | 2.6442 | 0.4122 | 2.2416 | 3 | 2022-01-01 | Elec | NG | 0.4927 | 2.6442 | 0.4122 | 2.2416 | 3 | 2022-01-01 | Elec | NG | 0.4927 | 2.6442 | 0.4122 | 2.2416 | 3 | 2022-01-01 | Elec | NG | 0.4927 | 2.6442 | 0.4122 | 2.2416 | 3 | 2022-01-01 | Elec | NG | 0.4927 | 2.6442 | 0.4122 | 2.2416 | 3 | 2022-01-01 | Elec | NG | 0.4927 | 2.6442 | 0.4122 | 2.2416 | 3 | 2022-01-01 | Elec | NG | 0.4927 | 2.6442 | 0.4122 | 2.2416 | 3 | 2022-01-01 | Elec | NG | 0.4927 | 2.6442 | 0.4122 | 2.2416 | 3 | 2022-01-01 | Elec | NG | 0.4927 | 2.6442 | 0.4122 | 2.2416 | 3 | 2022-01-01 | Elec | NG | 0.4927 | 2.6442 | 0.4122 | 2.2416 | 3 | 2022-01-01 | Elec | NG | 0.4927 | 2.6442 | 0.4122 | 2.2416 | 3 | 2022-01-01 | Elec | NG | 0.4927 | 2.6442 | 0.4122 | 2.2416 | 3 | 2022-01-01 | Elec | NG | 0.4927 | 2.6442 | 0.4122 | 2.2416 | 3 | 2022-01-01 | Elec | NG | 0.4927 | 2.6442 | 0.4122 | 2.2416 | 3 | 2022-01-01 | Elec | NG | 0.4927 | 2.6442 | 0.4122 | 2.2416 | 3 | 2022-01-01 | Elec | NG | 0.4927 | 2.6442 | 0.4122 | 2.2416 | 3 | 2022-01-01 | Elec | NG | 0.4927 | 2.6442 | 0.4122 | 2.2416 | 3 | 2022-01-01 | Elec | NG | 0.4927 | 2.6442 | 0.4122 | 2.2416 | 3 | 2022-01-01 | Elec | NG | 0.4927 | 2.6442 | 0.4122 | 2.2416 | 3 | 2022-01-01 | Elec | NG | 0.4927 | 2.6442 | 0.4122 | 2.2416 | 3 | 2022-01-01 | Elec | NG | 0.4927 | 2.6442 | 0.4122 | 2.2416 | 3 | 2022-01-01 | Elec | NG | 0.4927 | 2.6442 | 0.4122 | 2.2416 | 3 | 2022-01-01 | Elec | NG | 0.4927 | 2.6442 | 0.4122 | 2.2416 | 3 | 2022-01-01 | Elec | NG | 0.4927 | 2.6442 | 0.4122 | 2.2416 | 3 | 2022-01-01 | Elec | NG | 0.4927 | 2.6442 | 0.4122 | 2.2416 | 3 | 2022-01-01 | Elec | NG | 0.4927 | 2.6442 | 0.4122 | 2.2416 | 3 | 2022-01-01 | Elec | NG | 0.4927 | 2.6442 | 0.4122 | 2.2416 | 3 | 2022-01-01 | Elec | NG | 0.4927 | 2.6442 | 0.4122 | 2.2416 | 3 | 2022-01-01 | Elec | NG | 0.4927 | 2.6442 | 0.4122 | 2.2416 | 3 | 2022-01-01 | Elec | NG | 0.4927 | 2.6442 | 0.4122 | 2.2416 | 3 | 2022-01-01 | Elec | NG | 0.4927 | 2.6442 | 0.4122 | 2.2416 | 3 | 2022-01-01 | Elec | NG | 0.4927 | 2.6442 | 0.4122 | 2.2416 | 3 | 2022-01-01 | Elec | NG | 0.4927 | 2.6442 | 0.4122 | 2.2416 | 3 | 2022-01-01 | Elec | NG | 0.4927 | 2.6442 | 0.4122 | 2.2416 | 3 | 2022-01-01 | Elec | NG | 0.4927 | 2.6442 | 0.4122 | 2.2416 | 3 | 2022-01-01 | Elec | NG | 0.4927 | 2.6442 | 0.4122 | 2.2416 | 3 | 2022-01-01 | Elec | NG | 0.4927 | 2.6442 | 0.4122 | 2.2416 | 3 | 2022-01-01 | Elec | NG | 0.4927 | 2.6442 | 0.4122 | 2.2416 | 3 | 2022-01-01 | Elec | NG | 0.4927 | 2.6442 | 0.4122 | 2.2416 | 3 | 2022-01-01 | Elec | NG | 0.4927 | 2.6442 | 0.4122 | 2.2416 | 3 | 2022-01-01 | Elec | NG | 0.4927 | 2.6442 | 0.4122 | 2.2416 | 3 | 2022-01-01 | Elec | NG | 0.4927 | 2.6442 | 0.4122 | 2.2416 | 3 | 2022-01-01 | Elec | NG | 0.4927 | 2.6442 | 0.4122 | 2.2416 | 3 | 2022-01-01 | Elec | NG | 0.4927 | 2.6442 | 0.4122 | 2.2416 | 3 | 2022-01-01 | Elec | NG | 0.4927 | 2.6442 | 0.4122 | 2.2416 | 3 | 2022-01-01 | Elec | NG | 0.4927 | 2.6442 | 0.4122 | 2.2416 | 3 | 2022-01-01 | Elec | NG | 0.4927 | 2.6442 | 0.4122 | 2.2416 | 3 | 2022-01-01 | Elec | NG | 0.4927 | 2.6442 | 0.4122 | 2.2416 | 3 | 2022-01-01 | Elec | NG | 0.4927 | 2.6442 | 0.4122 | 2.2416 | 3 | 2022-01-01 | Elec | NG | 0.4927 | 2.6442 | 0.4122 | 2.2416 | 3 | 2022-01-01 | Elec | NG | 0.4927 | 2.6442 | 0.4122 | 2.2416 | 3 | 2022-01-01 | Elec | NG | 0.4927 | 2.6442 | 0.4122 | 2.2416 | 3 | 2022-01-01 | Elec | NG | 0.4927 | 2.6442 | 0.4122 | 2.2416 | 3 | 2022-01-01 | Elec | NG | 0.4927 | 2.6442 | 0.4122 | 2.2416 | 3 | 2022-01-01 | Elec | NG | 0.4927 | 2.6442 | 0.4122 | 2.2416 | 3 | 2022-01-01 | Elec | NG | 0.4927 | 2.6442 | 0.4122 | 2.2416 | 3 | 2022-01-01 | Elec | NG | 0.4927 | 2.6442 | 0.4122 | 2.2416 | 3 | 2022-01-01 | Elec | NG | 0.4927 | 2.6442 | 0.4122 | 2.2416 | 3 | 2022-01-01 | Elec | NG | 0.4927 | 2.6442 | 0.4122 | 2.2416 | 3 | 2022-01-01 | Elec | NG | 0.4927 | 2.6442 | 0.4122 | 2.2416 | 3 | 2022-01-01 | Elec | NG | 0.4927 | 2.6442 | 0.4122 | 2.2416 | 3 | 2022-01-01 | Elec | NG | 0.4927 | 2.6442 | 0.4122 | 2.2416 | 3 | 2022-01-01 | Elec | NG | 0.4927 | 2.6442 | 0.4122 | 2.2416 | 3 | 2022-01-01 | Elec | NG | 0.4927 | 2.6442 | 0.4122 | 2.2416 | 3 | 2022-01-01 | Elec | NG | 0.4927 | 2.6442 | 0.4122 | 2.2416 | 3 | 2022-01-01 | Elec | NG | 0.4927 | 2.6442 | 0.4122 | 2.2416 | 3 | 2022-01-01 | Elec | NG | 0.4927 | 2.6442 | 0.4122 | 2.2416 | 3 | 2022-01-01 | Elec | NG | 0.4927 | 2.6442 | 0.4122 | 2.2416 | 3 | 2022-01-01 | Elec | NG | 0.4927 | 2.6442 | 0.4122 | 2.2416 | 3 | 2022-01-01 | Elec | NG | 0.4927 | 2.6442 | 0.4122 | 2.2416 | 3 | 2022-01-01 | Elec | NG | 0.4927 | 2.6442 | 0.4122 | 2.2416 | 3 | 2022-01-01 | Elec | NG | 0.4927 | 2.6442 | 0.4122 | 2.2416 | 3 | 2022-01-01 | Elec | NG | 0.4927 | 2.6442 | 0.4122 | 2.2416 | 3 | 2022-01-01 | Elec | NG | 0.4927 | 2.6442 | 0.4122 | 2.2416 | 3 | 2022-01-01 | Elec | NG | 0.4927 | 2.6442 | 0.4122 | 2.2416 | 3 | 2022-01-01 | Elec | NG | 0.4927 | 2.6442 | 0.4122 | 2.2416 | 3 | 2022-01-01 | Elec | NG | 0.4927 | 2.6442 | 0.4122 | 2.2416 | 3 | 2022-01-01 | Elec | NG | 0.4927 | 2.6442 | 0.4122 | 2.2416 | 3 | 2022-01-01 | Elec | NG | 0.4927 | 2.6442 | 0.4122 | 2.2416 | 3 | 2022-01-01 | Elec | NG | 0.4927 | 2.6442 | 0.4122 | 2.2416 | 3 | 2022-01-01 | Elec | NG | 0.4927 | 2.6442 | 0.4122 | 2.2416 | 3 | 2022-01-01 | Elec | NG | 0.4927 | 2.6442 | 0.4122 | 2.2416 | 3 | 2022-01-01 | Elec | NG | 0.4927 | 2.6442 | 0.4122 | 2.2416 | 3 | 2022-01-01 | Elec | NG | 0.4927 | 2.6442 | 0.4122 | 2.2416 | 3 | 2022-01-01 | Elec | NG | 0.4927 | 2.6442 | 0.4122 | 2.2416 | 3 | 2022-01-01 | Elec | NG | 0.4927 | 2.6442 | 0.4122 | 2.2416 | 3 | 2022-01-01 | Elec | NG | 0.4927 | 2.6442 | 0.4122 | 2.2416 | 3 | 2022-01-01 | Elec | NG | 0.4927 | 2.6442 | 0.4122 | 2.2416 | 3 | 2022-01-01 | Elec | NG | 0.4927 | 2.6442 | 0.4122 | 2.2416 | 3 | 2022-01-01 | Elec | NG | 0.4927 | 2.6442 | 0.4122 | 2.2416 | 3 | 2022-01-01 | Elec | NG | 0.4927 | 2.6442 | 0.4122 | 2.2416 | 3 | 2022-01-01 | Elec | NG | 0.4927 | 2.6442 | 0.4122 | 2.2416 | 3 | 2022-01-01 | Elec | NG | 0.4927 | 2.6442 | 0.4122 | 2.2416 | 3 | 2022-01-01 | Elec | NG | 0.4927 | 2.6442 | 0.4122 | 2.2416 | 3 | 2022-01-01 | Elec | NG | 0.4927 | 2.6442 | 0.4122 | 2.2416 | 3 | 2022-01-01 | Elec | NG | 0.4927 | 2.6442 | 0.4122 | 2.2416 | 3 | 2022-01-01 | Elec | NG | 0.4927 | 2.6442 | 0.4122 | 2.2416 | 3 | 2022-01-01 | Elec | NG | 0.4927 | 2.6442 | 0.4122 | 2.2416 | 3 | 2022-01-01 | Elec | NG | 0.4927 | 2.6442 | 0.4122 | 2.2416 | 3 | 2022-01-01 | Elec | NG | 0.4927 | 2.6442 | 0.4122 | 2.2416 | 3 | 2022-01-01 | Elec | NG | 0.4927 | 2.6442 | 0.4122 | 2.2416 | 3 | 2022-01-01 | Elec | NG | 0.4927 | 2.6442 | 0.4122 | 2.2416 | 3 | 2022-01-01 | Elec | NG | 0.4927 | 2.6442 | 0.4122 | 2.2416 | 3 | 2022-01-01 | Elec | NG | 0.4927 | 2.6442 | 0.4122 | 2.2416 | 3 | 2022-01-01 | Elec | NG | 0.4927 | 2.6442 | 0.4122 | 2.2416 | 3 | 2022-01-01 | Elec | NG | 0.4927 | 2.6442 | 0.4122 | 2.2416 | 3 | 2022-01-01 | Elec | NG | 0.4927 | 2.6442 | 0.4122 | 2.2416 | 3 | 2022-01-01 | Elec | NG | 0.4927 | 2.6442 | 0.4122 | 2.2416 | 3 | 2022-01-01 | Elec | NG | 0.4927 | 2.6442 | 0.4122 | 2.2416 | 3 | 2022-01-01 | Elec | NG | 0.4927 | 2.6442 | 0.4122 | 2.2416 | 3 | 2022-01-01 | Elec | NG | 0.4927 | 2.6442 | 0.4122 | 2.2416 | 3 | 2022-01-01 | Elec | NG | 0.4927 | 2.6442 | 0.4122 | 2.2416 | 3 | 2022-01-01 | Elec | NG | 0.4927 | 2.6442 | 0.4122 | 2.2416 | 3 | 2022-01-01 | Elec | NG | 0.4927 | 2.6442 | 0.4122 | 2.2416 | 3 | 2022-01-01 | Elec | NG | 0.4927 | 2.6442 | 0.4122 | 2.2416 | 3 | 2022-01-01 | Elec | NG | 0.4927 | 2.6442 | 0.4122 | 2.2416 | 3 | 2022-01-01 | Elec | NG | 0.4927 | 2.6442 | 0.4122 | 2.2416 | 3 | 2022-01-01 | Elec | NG | 0.4927 | 2.6442 | 0.4122 | 2.2416 | 3 | 2022-01-01 | Elec | NG | 0.4927 | 2.6442 | 0.4122 | 2.2416 | 3 | 2022-01-01 | Elec | NG | 0.4927 | 2.6442 | 0.4122 | 2.2416 | 3 | 2022-01-01 | Elec | NG | 0.4927 | 2.6442 | 0.4122 | 2.2416 | 3 | 2022-01-01 | Elec | NG | 0.4927 | 2.6442 | 0.4122 | 2.2416 | 3 | 2022-01-01 | Elec | NG | 0.4927 | 2.6442 | 0.4122 | 2.2416 | 3 | 2022-01-01 | Elec | NG | 0.4927 | 2.6442 | 0.4122 | 2.2416 | 3 | 2022-01-01 | Elec | NG | 0.4927 | 2.6442 | 0.4122 | 2.2416 | 3 | 2022-01-01 | Elec | NG | 0.4927 | 2.6442 | 0.4122 | 2.2416 | 3 | 2022-01-01 | Elec | NG | 0.4927 | 2.6442 | 0.4122 | 2.2416 | 3 | 2022-01-01 | Elec | NG | 0.4927 | 2.6442 | 0.4122 | 2.2416 | 3 | 2022-01-01 | Elec | NG | 0.4927 | 2.6442 | 0.4122 | 2.2416 | 3 | 2022-01-01 | Elec | NG | 0.4927 | 2.6442 | 0.4122 | 2.2416 | 3 | 2022-01-01 | Elec | NG | 0.4927 | 2.6442 | 0.4122 | 2.2416 | 3 | 2022-01-01 | Elec | NG | 0.4927 | 2.6442 | 0.4122 | 2.2416 | 3 | 2022-01-01 | Elec | NG | 0.4927 | 2.6442 | 0.4122 | 2.2416 | 3 | 2022-01-01 | Elec | NG | 0.4927 | 2.6442 | 0.4122 | 2.2416 | 3 | 2022-01-01 | Elec | NG | 0.4927 | 2.6442 | 0.4122 | 2.2416 | 3 | 2022-01-01 | Elec | NG | 0.4927 | 2.6442 | 0.4122 | 2.2416 | 3 | 2022-01-01 | Elec | NG | 0.4927 | 2.6442 | 0.4122 | 2.2416 | 3 | 2022-01-01 | Elec | NG | 0.4927 | 2.6442 | 0.4122 | 2.2416 | 3 | 2022-01-01 | Elec | NG | 0.4927 | 2.6442 | 0.4122 | 2.2416 | 3 | 2022-01-01 | Elec | NG | 0.4927 | 2.6442 | 0.4122 | 2.2416 | 3 | 2022-01-01 | Elec | NG | 0.4927 | 2.6442 | 0.4122 | 2.2416 | 3 | 2022-01-01 | Elec | NG | 0.4927 | 2.6442 | 0.4122 | 2.2416 | 3 | 2022-01-01 | Elec | NG | 0.4927 | 2.6442 | 0.4122 | 2.2416 | 3 | 2022-01-01 | Elec | NG | 0.4927 | 2.6442 | 0.4122 | 2.2416 | 3 | 2022-01-01 | Elec | NG | 0.4927 | 2.6442 | 0.4122 | 2.2416 | 3 | 2022-01-01 | Elec | NG | 0.4927 | 2.6442 | 0.4122 | 2.2416 | 3 | 2022-01-01 | Elec | NG | 0.4927 | 2.6442 | 0.4122 | 2.2416 | 3 | 2022-01-01 | Elec | NG | 0.4927 | 2.6442 | 0.4122 | 2.2416 | 3 | 2022-01-01 | Elec | NG | 0.4927 | 2.6442 | 0.4122 | 2.2416 | 3 | 2022-01-01 | Elec | NG | 0.4927 | 2.6442 | 0.4122 | 2.2416 | 3 | 2022-01-01 | Elec | NG | 0.4927 | 2.6442 | 0.4122 | 2.2416 | 3 | 2022-01-01 | Elec | NG | 0.4927 | 2.6442 | 0.4122 | 2.2416 | 3 | 2022-01-01 | Elec | NG | 0.4927 | 2.6442 | 0.4122 | 2.2416 | 3 | 2022-01-01 | Elec | NG | 0.4927 | 2.6442 | 0.4122 | 2.2416 | 3 | 2022-01-01 | Elec | NG | 0.4927 | 2.6442 | 0.4122 | 2.2416 | 3 | 2022-01-01 | Elec | NG | 0.4927 | 2.6442 | 0.4122 | 2.2416 | 3 | 2022-01-01 | Elec | NG | 0.4927 | 2.6442 | 0.4122 | 2.2416 | 3 | 2022-01-01 | Elec | NG | 0.4927 | 2.6442 | 0.4122 | 2.2416 | 3 | 2022-01-01 | Elec | NG | 0.4927 | 2.6442 | 0.4122 | 2.2416 | 3 | 2022-01-01 | Elec | NG | 0.4927 | 2.6442 | 0.4122 | 2.2416 | 3 | 2022-01-01 | Elec | NG | 0.4927 | 2.6442 | 0.4122 | 2.2416 | 3 | 2022-01-01 | Elec | NG | 0.4927 | 2.6442 | 0.4122 | 2.2416 | 3 | 2022-01-01 | Elec | NG | 0.4927 | 2.6442 | 0.4122 | 2.2416 | 3 | 2022-01-01 | Elec | NG | 0.4927 | 2.6442 | 0.4122 | 2.2416 | 3 | 2022-01-01 | Elec | NG | 0.4927 | 2.6442 | 0.4122 | 2.2416 | 3 | 2022-01-01 | Elec | NG | 0.4927 | 2.6442 | 0.4122 | 2.2416 | 3 | 2022-01-01 | Elec | NG | 0.4927 | 2.6442 | 0.4122 | 2.2416 | 3 | 2022-01-01 | Elec | NG | 0.4927 | 2.6442 | 0.4122 | 2.2416 | 3 | 2022-01-01 | Elec | NG | 0.4927 | 2.6442 | 0.4122 | 2.2416 | 3 | 2022-01-01 | Elec | NG | 0.4927 | 2.6442 | 0.4122 | 2.2416 | 3 | 2022-01-01 | Elec | NG | 0.4927 | 2.6442 | 0.4122 | 2.2416 | 3 | 2022-01-01 | Elec | NG | 0.4927 | 2.6442 | 0.4122 | 2.2416 | 3 | 2022-01-01 | Elec | NG | 0.4927 | 2.6442 | 0.4122 | 2.2416 | 3 | 2022-01-01 | Elec | NG | 0.4927 | 2.6442 | 0.4122 | 2.2416 | 3 | 2022-01-01 | Elec | NG | 0.4927 | 2.6442 | 0.4122 | 2.2416 | 3 | 2022-01-01 | Elec | NG | 0.4927 | 2.6442 | 0.4122 | 2.2416 | 3 | 2022-01-01 | Elec | NG | 0.4927 | 2.6442 | 0.4122 | 2.2416 | 3 | 2022-01-01 | Elec | NG | 0.4927 | 2.6442 | 0.4122 | 2.2416 | 3 | 2022-01-01 | Elec | NG | 0.4927 | 2.6442 | 0.4122 | 2.2416 | 3 | 2022-01-01 | Elec | NG | 0.4927 | 2.6442 | 0.4122 | 2.2416 | 3 | 2022-01-01 | Elec | NG | 0.4927 | 2.6442 | 0.4122 | 2.2416 | 3 | 2022-01-01 | Elec | NG | 0.4927 | 2.6442 | 0.4122 | 2.2416 | 3 | 2022-01-01 | Elec | NG | 0.4927 | 2.6442 | 0.4122 | 2.2416 | 3 | 2022-01-01 | Elec | NG | 0.4927 | 2.6442 | 0.4122 | 2.2416 | 3 | 2022-01-01 | Elec | NG | 0.4927 | 2.6442 | 0.4122 | 2.2416 | 3 | 2022-01-01 | Elec | NG | 0.4927 | 2.6442 | 0.4122 | 2.2416 | 3 | 2022-01-01 | Elec | NG | 0.4927 | 2.6442 | 0.4122 | 2.2416 | 3 | 2022-01-01 | Elec | NG | 0.4927 | 2.6442 | 0.4122 | 2.2416 | 3 | 2022-01-01 | Elec | NG | 0.4927 | 2.6442 | 0.4122 | 2.2416 | 3 | 2022-01-01 | Elec | NG | 0.4927 | 2.6442 | 0.4122 | 2.2416 | 3 | 2022-01-01 | Elec | NG | 0.4927 | 2.6442 | 0.4122 | 2.2416 | 3 | 2022-01-01 | Elec | NG | 0.4927 | 2.6442 | 0.4122 | 2.2416 | 3 | 2022-01-01 | Elec | NG | 0.4927 | 2.6442 | 0.4122 | 2.2416 | 3 | 2022-01-01 | Elec | NG | 0.4927 | 2.6442 | 0.4122 | 2.2416 | 3 | 2022-01-01 | Elec | NG | 0.4927 | 2.6442 | 0.4122 | 2.2416 | 3 | 2022-01-01 | Elec | NG | 0.4927 | 2.6442 | 0.4122 | 2.2416 | 3 | 2022-01-01 | Elec | NG | 0.4927 | 2.6442 | 0.4122 | 2.2416 | 3 | 2022-01-01 | Elec | NG | 0.4927 | 2.6442 | 0.4122 | 2.2416 | 3 | 2022-01-01 | Elec | NG | 0.4927 | 2.6442 | 0.4122 | 2.2416 | 3 | 2022-01-01 | Elec | NG | 0.4927 | 2.6442 | 0.4122 | 2.2416 | 3 | 2022-01-01 | Elec | NG | 0.4927 | 2.6442 | 0.4122 | 2.2416 | 3 | 2022-01-01 | Elec | NG | 0.4927 | 2.6442 | 0.4122 | 2.2416 | 3 | 2022-01-01 | Elec | NG | 0.4927 | 2.6442 | 0.4122 | 2.2416 | 3 | 2022-01-01 | Elec | NG | 0.4927 | 2.6442 | 0.4122 | 2.2416 | 3 | 2022-01-01 | Elec | NG | 0.4927 | 2.6442 | 0.4122 | 2.2416 | 3 | 2022-01-01 | Elec | NG | 0.4927 | 2.6442 | 0.4122 | 2.2416 | 3 | 2022-01-01 | Elec | NG | 0.4927 | 2.6442 | 0.4122 | 2.2416 | 3 | 2022-01-01 | Elec | NG | 0.4927 | 2.6442 | 0.4122 | 2.2416 | 3 | 2022-01-01 | Elec | NG | 0.4927 | 2.6442 | 0.4122 | 2.2416 | 3 | 2022-01-01 | Elec | NG | 0.4927 | 2.6442 | 0.4122 | 2.2416 | 3 | 2022-01-01 | Elec | NG | 0.4927 | 2.6442 | 0.4122 | 2.2416 | 3 | 2022-01-01 | Elec | NG | 0.4927 | 2.6442 | 0.4122 | 2.2416 | 3 | 2022-01-01 | Elec | NG | 0.4927 | 2.6442 | 0.4122 | 2.2416 | 3 | 2022-01-01 | Elec | NG | 0.4927 | 2.6442 | 0.4122 | 2.2416 | 3 | 2022-01-01 | Elec | NG | 0.4927 | 2.6442 | 0.4122 | 2.2416 | 3 | 2022-01-01 | Elec | NG | 0.4927 | 2.6442 | 0.4122 | 2.2416 | 3 | 2022-01-01 | Elec | NG | 0.4927 | 2.6442 | 0.4122 | 2.2416 | 3 | 2022-01-01 | Elec | NG | 0.4927 | 2.6442 | 0.4122 | 2.2416 | 3 | 2022-01-01 | Elec | NG | 0.4927 | 2.6442 | 0.4122 | 2.2416 | 3 | 2022-01-01 | Elec | NG | 0.4927 | 2.6442 | 0.4122 | 2.2416 | 3 | 2022-01-01 | Elec | NG | 0.4927 | 2.6442 | 0.4122 | 2.2416 | 3 | 2022-01-01 | Elec | NG | 0.4927 | 2.6442 | 0.4122 | 2.2416 | 3 | 2022-01-01 | Elec | NG | 0.4927 | 2.6442 | 0.4122 | 2.2416 | 3 | 2022-01-01 | Elec | NG | 0.4927 | 2.6442 | 0.4122 | 2.2416 | 3 | 2022-01-01 | Elec | NG | 0.4927 | 2.6442 | 0.4122 | 2.2416 | 3 | 2022-01-01 | Elec | NG | 0.4927 | 2.6442 | 0.4122 | 2.2416 | 3 | 2022-01-01 | Elec | NG | 0.4927 | 2.6442 | 0.4122 | 2.2416 | 3 | 2022-01-01 | Elec | NG | 0.4927 | 2.6442 | 0.4122 | 2.2416 | 3 | 2022-01-01 | Elec | NG | 0.4927 | 2.6442 | 0.4122 | 2.2416 | 3 | 2022-01-01 | Elec | NG | 0.4927 | 2.6442 | 0.4122 | 2.2416 | 3 | 2022-01-01 | Elec | NG | 0.4927 | 2.6442 | 0.4122 | 2.2416 | 3 | 2022-01-01 | Elec | NG | 0.4927 | 2.6442 | 0.4122 | 2.2416 | 3 | 2022-01-01 | Elec | NG | 0.4927 | 2.6442 | 0.4122 | 2.2416 | 3 | 2022-01-01 | Elec | NG | 0.4927 | 2.6442 | 0.4122 | 2.2416 | 3 | 2022-01-01 | Elec | NG | 0.4927 | 2.6442 | 0.4122 | 2.2416 | 3 | 2022-01-01 | Elec | NG | 0.4927 | 2.6442 | 0.4122 | 2.2416 | 3 | 2022-01-01 | Elec | NG | 0.4927 | 2.6442 | 0.4122 | 2.2416 | 3 | 2022-01-01 | Elec | NG | 0.4927 | 2.6442 | 0.4122 | 2.2416 | 3 | 2022-01-01 | Elec | NG | 0.4927 | 2.6442 | 0.4122 | 2.2416 | 3 | 2022-01-01 | Elec | NG | 0.4927 | 2.6442 | 0.4122 | 2.2416 | 3 | 2022-01-01 | Elec | NG | 0.4927 | 2.6442 | 0.4122 | 2.2416 | 3 | 2022-01-01 | Elec | NG | 0.4927 | 2.6442 | 0.4122 | 2.2416 | 3 | 2022-01-01 | Elec | NG | 0.4927 | 2.6442 | 0.4122 | 2.2416 | 3 | 2022-01-01 | Elec | NG | 0.4927 | 2.6442 | 0.4122 | 2.2416 | 3 | 2022-01-01 | Elec | NG | 0.4927 | 2.6442 | 0.4122 | 2.2416 | 3 | 2022-01-01 | Elec | NG | 0.4927 | 2.6442 | 0.4122 | 2.2416 | 3 | 2022-01-01 | Elec | NG | 0.4927 | 2.6442 | 0.4122 | 2.2416 | 3 | 2022-01-01 | Elec | NG | 0.4927 | 2.6442 | 0.4122 | 2.2416 | 3 | 2022-01-01 | Elec | NG | 0.4927 | 2.6442 | 0.4122 | 2.2416 | 3 | 2022-01-01 | Elec | NG | 0.4927 | 2.6442 | 0.4122 | 2.2416 | 3 | 2022-01-01 | Elec | NG | 0.4927 | 2.6442 | 0.4122 | 2.2416 | 3 | 2022-01-01 | Elec | NG | 0.4927 | 2.6442 | 0.4122 | 2.2416 | 3 | 2022-01-01 | Elec | NG | 0.4927 | 2.6442 | 0.4122 | 2.2416 | 3 | 2022-01-01 | Elec | NG | 0.4927 | 2.6442 | 0.4122 | 2.2416 | 3 | 2022-01-01 | Elec | NG | 0.4927 | 2.6442 | 0.4122 | 2.2416 | 3 | 2022-01-01 | Elec | NG | 0.4927 | 2.6442 | 0.4122 | 2.2416 | 3 | 2022-01-01 | Elec | NG | 0.4927 | 2.6442 | 0.4122 | 2.2416 | 3 | 2022-01-01 | Elec | NG | 0.4927 | 2.6442 | 0.4122 | 2.2416 | 3 | 2022-01-01 | Elec | NG | 0.4927 | 2.6442 | 0.4122 | 2.2416 | 3 | 2022-01-01 | Elec | NG | 0.4927 | 2.6442 | 0.4122 | 2.2416 | 3 | 2022-01-01 | Elec | NG | 0.4927 | 2.6442 | 0.4122 | 2.2416 | 3 | 2022-01-01 | Elec | NG | 0.4927 | 2.6442 | 0.4122 | 2.2416 | 3 | 2022-01-01 | Elec | NG | 0.4927 | 2.6442 | 0.4122 | 2.2416 | 3 | 2022-01-01 | Elec | NG | 0.4927 | 2.6442 | 0.4122 | 2.2416 | 3 | 2022-01-01 | Elec | NG | 0.4927 | 2.6442 | 0.4122 | 2.2416 | 3 | 2022-01-01 | Elec | NG | 0.4927 | 2.6442 | 0.4122 | 2.2416 | 3 | 2022-01-01 | Elec | NG | 0.4927 | 2.6442 | 0.4122 | 2.2416 | 3 | 2022-01-01 | Elec | NG | 0.4927 | 2.6442 | 0.4122 | 2.2416 | 3 | 2022-01-01 | Elec | NG | 0.4927 | 2.6442 | 0.4122 | 2.2416 | 3 | 2022-01-01 | Elec | NG | 0.4927 | 2.6442 | 0.4122 | 2.2416 | 3 | 2022-01-01 | Elec | NG | 0.4927 | 2.6442 | 0.4122 | 2.2416 | 3 | 2022-01-01 | Elec | NG | 0.4927 | 2.6442 | 0.4122 | 2.2416 | 3 | 2022-01-01 | Elec | NG | 0.4927 | 2.6442 | 0.4122 | 2.2416 | 3 | 2022-01-01 | Elec | NG | 0.4927 | 2.6442 | 0.4122 | 2.2416 | 3 | 2022-01-01 | Elec | NG | 0.4927 | 2.6442 | 0.4122 | 2.2416 | 3 | 2022-01-01 | Elec | NG | 0.4927 | 2.6442 | 0.4122 | 2.2416 | 3 | 2022-01-01 | Elec | NG | 0.4927 | 2.6442 | 0.4122 | 2.2416 | 3 | 2022-01-01 | Elec | NG | 0.4927 | 2.6442 | 0.4122 | 2.2416 | 3 | 2022-01-01 | Elec | NG | 0.4927 | 2.6442 | 0.4122 | 2.2416 | 3 | 2022-01-01 | Elec | NG | 0.4927 | 2.6442 | 0.4122 | 2.2416 | 3 | 2022-01-01 | Elec | NG | 0.4927 | 2.6442 | 0.4122 | 2.2416 | 3 | 2022-01-01 | Elec | NG | 0.4927 | 2.6442 | 0.4122 | 2.2416 | 3 | 2022-01-01 | Elec | NG | 0.4927 | 2.6442 | 0.4122 | 2.2416 | 3 | 2022-01-01 | Elec | NG | 0.4927 | 2.6442 | 0.4122 | 2.2416 | 3 | 2022-01-01 | Elec | NG | 0.4927 | 2.6442 | 0.4122 | 2.2416 | 3 | 2022-01-01 | Elec | NG | 0.4927 | 2.6442 | 0.4122 | 2.2416 | 3 | 2022-01-01 | Elec | NG | 0.4927 | 2.6442 | 0.4122 | 2.2416 | 3 | 2022-01-01 | Elec | NG | 0.4927 | 2.6442 | 0.4122 | 2.2416 | 3 | 2022-01-01 | Elec | NG | 0.4927 | 2.6442 | 0.4122 | 2.2416 | 3 | 2022-01-01 | Elec | NG | 0.4927 | 2.6442 | 0.4122 | 2.2416 | 3 | 2022-01-01 | Elec | NG | 0.4927 | 2.6442 | 0.4122 | 2.2416 | 3 | 2022-01-01 | Elec | NG | 0.4927 | 2.6442 | 0.4122 | 2.2416 | 3 | 2022-01-01 | Elec | NG | 0.4927 | 2.6442 | 0.4122 | 2.2416 | 3 | 2022-01-01 | Elec | NG | 0.4927 | 2.6442 | 0.4122 | 2.2416 | 3 | 2022-01-01 | Elec | NG | 0.4927 | 2.6442 | 0.4122 | 2.2416 | 3 | 2022-01-01 | Elec | NG | 0.4927 | 2.6442 | 0.4122 | 2.2416 | 3 | 2022-01-01 | Elec | NG | 0.4927 | 2.6442 | 0.4122 | 2.2416 | 3 | 2022-01-01 | Elec | NG | 0.4927 | 2.6442 | 0.4122 | 2.2416 | 3 | 2022-01-01 | Elec | NG | 0.4927 | 2.6442 | 0.4122 | 2.2416 | 3 | 2022-01-01 | Elec | NG | 0.4927 | 2.6442 | 0.4122 | 2.2416 | 3 | 2022-01-01 | Elec | NG | 0.4927 | 2.6442 | 0.4122 | 2.2416 | 3 | 2022-01-01 | Elec | NG | 0.4927 | 2.6442 | 0.4122 | 2.2416 | 3 | 2022-01-01 | Elec | NG | 0.4927 | 2.6442 | 0.4122 | 2.2416 | 3 | 2022-01-01 | Elec | NG | 0.4927 | 2.6442 | 0.4122 | 2.2416 | 3 | 2022-01-01 | Elec | NG | 0.4927 | 2.6442 | 0.4122 | 2.2416 | 3 | 2022-01-01 | Elec | NG | 0.4927 | 2.6442 | 0.4122 | 2.2416 | 3 | 2022-01-01 | Elec | NG | 0.4927 | 2.6442 | 0.4122 | 2.2416 | 3 | 2022-01-01 | Elec | NG | 0.4927 | 2.6442 | 0.4122 | 2.2416 | 3 | 2022-01-01 | Elec | NG | 0.4927 | 2.6442 | 0.4122 | 2.2416 | 3 | 2022-01-01 | Elec | NG | 0.4927 | 2.6442 | 0.4122 | 2.2416 | 3 | 2022-01-01 | Elec | NG | 0.4927 | 2.6442 | 0.4122 | 2.2416 | 3 | 2022-01-01 | Elec | NG | 0.4927 | 2.6442 | 0.4122 | 2.2416 | 3 | 2022-01-01 | Elec | NG | 0.4927 | 2.6442 | 0.4122 | 2.2416 | 3 | 2022-01-01 | Elec | NG | 0.4927 | 2.6442 | 0.4122 | 2.2416 | 3 | 2022-01-01 | Elec | NG | 0.4927 | 2.6442 | 0.4122 | 2.2416 | 3 | 2022-01-01 | Elec | NG | 0.4927 | 2.6442 | 0.4122 | 2.2416 | 3 | 2022-01-01 | Elec | NG | 0.4927 | 2.6442 | 0.4122 | 2.2416 | 3 | 2022-01-01 | Elec | NG | 0.4927 | 2.6442 | 0.4122 | 2.2416 | 3 | 2022-01-01 | Elec | NG | 0.4927 | 2.6442 | 0.4122 | 2.2416 | 3 | 2022-01-01 | Elec | NG | 0.4927 | 2.6442 | 0.4122 | 2.2416 | 3 | 2022-01-01 | Elec | NG | 0.4927 | 2.6442 | 0.4122 | 2.2416 | 3 | 2022-01-01 | Elec | NG | 0.4927 | 2.6442 | 0.4122 | 2.2416 | 3 | 2022-01-01 | Elec | NG | 0.4927 | 2.6442 | 0.4122 | 2.2416 | 3 | 2022-01-01 | Elec | NG | 0.4927 | 2.6442 | 0.4122 | 2.2416 | 3 | 2022-01-01 | Elec | NG | 0.4927 | 2.6442 | 0.4122 | 2.2416 | 3 | 2022-01-01 | Elec | NG | 0.4927 | 2.6442 | 0.4122 | 2.2416 | 3 | 2022-01-01 | Elec | NG | 0.4927 | 2.6442 | 0.4122 | 2.2416 | 3 | 2022-01-01 | Elec | NG | 0.4927 | 2.6442 | 0.4122 | 2.2416 | 3 | 2022-01-01 | Elec | NG | 0.4927 | 2.6442 | 0.4122 | 2.2416 | 3 | 2022-01-01 | Elec | NG | 0.4927 | 2.6442 | 0.4122 | 2.2416 | 3 | 2022-01-01 | Elec | NG | 0.4927 | 2.6442 | 0.4122 | 2.2416 | 3 | 2022-01-01 | Elec | NG | 0.4927 | 2.6442 | 0.4122 | 2.2416 | 3 | 2022-01-01 | Elec | NG | 0.4927 | 2.6442 | 0.4122 | 2.2416 | 3 | 2022-01-01 | Elec | NG | 0.4927 | 2.6442 | 0.4122 | 2.2416 | 3 | 2022-01-01 | Elec | NG | 0.4927 | 2.6442 | 0.4122 | 2.2416 | 3 | 2022-01-01 | Elec | NG | 0.4927 | 2.6442 | 0.4122 | 2.2416 | 3 | 2022-01-01 | Elec | NG | 0.4927 | 2.6442 | 0.4122 | 2.2416 | 3 | 2022-01-01 | Elec | NG | 0.4927 | 2.6442 | 0.4122 | 2.2416 | 3 | 2022-01-01 | Elec | NG | 0.4927 | 2.6442 | 0.4122 | 2.2416 | 3 | 2022-01-01 | Elec | NG | 0.4927 | 2.6442 | 0.4122 | 2.2416 | 3 | 2022-01-01 | Elec | NG | 0.4927 | 2.6442 | 0.4122 | 2.2416 | 3 | 2022-01-01 | Elec | NG | 0.4927 | 2.6442 | 0.4122 | 2.2416 | 3 | 2022-01-01 | Elec | NG | 0.4927 | 2.6442 | 0.4122 | 2.2416 | 3 | 2022-01-01 | Elec | NG | 0.4927 | 2.6442 | 0.4122 | 2.2416 | 3 | 2022-01-01 | Elec | NG | 0.4927 | 2.6442 | 0.4122 | 2.2416 | 3 | 2022-01-01 | Elec | NG | 0.4927 | 2.6442 | 0.4122 | 2.2416 | 3 | 2022-01-01 | Elec | NG | 0.4927 | 2.6442 | 0.4122 | 2.2416 | 3 | 2022-01-01 | Elec | NG | 0.4927 | 2.6442 | 0.4122 | 2.2416 | 3 | 2022-01-01 | Elec | NG | 0.4927 | 2.6442 | 0.4122 | 2.2416 | 3 | 2022-01-01 | Elec | NG | 0.4927 | 2.6442 | 0.4122 | 2.2416 | 3 | 2022-01-01 | Elec | NG | 0.4927 | 2.6442 | 0.4122 | 2.2416 | 3 | 2022-01-01 | Elec | NG | 0.4927 | 2.6442 | 0.4122 | 2.2416 | 3 | 2022-01-01 | Elec | NG | 0.4927 | 2.6442 | 0.4122 | 2.2416 | 3 | 2022-01-01 | Elec | NG | 0.4927 | 2.6442 | 0.4122 | 2.2416 | 3 | 2022-01-01 | Elec | NG | 0.4927 | 2.6442 | 0.4122 | 2.2416 | 3 | 2022-01-01 | Elec | NG | 0.4927 | 2.6442 | 0.4122 | 2.2416 | 3 | 2022-01-01 | Elec | NG | 0.4927 | 2.6442 | 0.4122 | 2.2416 | 3 | 2022-01-01 | Elec | NG | 0.4927 | 2.6442 | 0.4122 | 2.2416 | 3 | 2022-01-01 | Elec | NG | 0.4927 | 2.6442 | 0.4122 | 2.2416 | 3 | 2022-01-01 | Elec | NG | 0.4927 | 2.6442 | 0.4122 | 2.2416 | 3 | 2022-01-01 | Elec | NG | 0.4927 | 2.6442 | 0.4122 | 2.2416 | 3 | 2022-01-01 | Elec | NG | 0.4927 | 2.6442 | 0.4122 | 2.2416 | 3 | 2022-01-01 | Elec | NG | 0.4927 | 2.6442 | 0.4122 | 2.2416 | 3 | 2022-01-01 | Elec | NG | 0.4927 | 2.6442 | 0.4122 | 2.2416 | 3 | 2022-01-01 | Elec | NG | 0.4927 | 2.6442 | 0.4122 | 2.2416 | 3 | 2022-01-01 | Elec | NG | 0.4927 | 2.6442 | 0.4122 | 2.2416 | 3 | 2022-01-01 | Elec | NG | 0.4927 | 2.6442 | 0.4122 | 2.2416 | 3 | 2022-01-01 | Elec | NG | 0.4927 | 2.6442 | 0.4122 | 2.2416 | 3 | 2022-01-01 | Elec | NG | 0.4927 | 2.6442 | 0.4122 | 2.2416 | 3 | 2022-01-01 | Elec | NG | 0.4927 | 2.6442 | 0.4122 | 2.2416 | 3 | 2022-01-01 | Elec | NG | 0.4927 | 2.6442 | 0.4122 | 2.2416 | 3 | 2022-01-01 | Elec | NG | 0.4927 | 2.6442 | 0.4122 | 2.2416 | 3 | 2022-01-01 | Elec | NG | 0.4927 | 2.6442 | 0.4122 | 2.2416 | 3 | 2022-01-01 | Elec | NG | 0.4927 | 2.6442 | 0.4122 | 2.2416 | 3 | 2022-01-01 | Elec | NG | 0.4927 | 2.6442 | 0.4122 | 2.2416 | 3 | 2022-01-01 | Elec | NG | 0.4927 | 2.6442 | 0.4122 | 2.2416 | 3 | 2022-01-01 | Elec | NG | 0.4927 | 2.6442 | 0.4122 | 2.2416 | 3 | 2022-01-01 | Elec | NG | 0.4927 | 2.6442 | 0.4122 | 2.2416 | 3 | 2022-01-01 | Elec | NG | 0.4927 | 2.6442 | 0.4122 | 2.2416 | 3 | 2022-01-01 | Elec | NG | 0.4927 | 2.6442 | 0.4122 | 2.2416 | 3 | 2022-01-01 | Elec | NG | 0.4927 | 2.6442 | 0.4122 | 2.2416 | 3 | 2022-01-01 | Elec | NG | 0.4927 | 2.6442 | 0.4122 | 2.2416 | 3 | 2022-01-01 | Elec | NG | 0.4927 | 2.6442 | 0.4122 | 2.2416 | 3 | 2022-01-01 | Elec | NG | 0.4927 | 2.6442 | 0.4122 | 2.2416 | 3 | 2022-01-01 | Elec | NG | 0.4927 | 2.6442 | 0.4122 | 2.2416 | 3 | 2022-01-01 | Elec | NG | 0.4927 | 2.6442 | 0.4122 | 2.2416 | 3 | 2022-01-01 | Elec | NG | 0.4927 | 2.6442 | 0.4122 | 2.2416 | 3 | 2022-01-01 | Elec | NG | 0.4927 | 2.6442 | 0.4122 | 2.2416 | 3 | 2022-01-01 | Elec | NG | 0.4927 | 2.6442 | 0.4122 | 2.2416 | 3 | 2022-01-01 | Elec | NG | 0.4927 | 2.6442 | 0.4122 | 2.2416 | 3 | 2022-01-01 | Elec | NG | 0.4927 | 2.6442 | 0.4122 | 2.2416 | 3 | 2022-01-01 | Elec | NG | 0.4927 | 2.6442 | 0.4122 | 2.2416 | 3 | 2022-01-01 | Elec | NG | 0.4927 | 2.6442 | 0.4122 | 2.2416 | 3 | 2022-01-01 | Elec | NG | 0.4927 | 2.6442 | 0.4122 | 2.2416 | 3 | 2022-01-01 | Elec | NG | 0.4927 | 2.6442 | 0.4122 | 2.2416 | 3 | 2022-01-01 | Elec | NG | 0.4927 | 2.6442 | 0.4122 | 2.2416 | 3 | 2022-01-01 | Elec | NG | 0.4927 | 2.6442 | 0.4122 | 2.2416 | 3 | 2022-01-01 | Elec | NG | 0.4927 | 2.6442 | 0.4122 | 2.2416 | 3 | 2022-01-01 | Elec | NG | 0.4927 | 2.6442 | 0.4122 | 2.2416 | 3 | 2022-01-01 | Elec | NG | 0.4927 | 2.6442 | 0.4122 | 2.2416 | 3 | 2022-01-01 | Elec | NG | 0.4927 | 2.6442 | 0.4122 | 2.2416 | 3 | 2022-01-01 | Elec | NG | 0.4927 | 2.6442 | 0.4122 | 2.2416 | 3 | 2022-01-01 | Elec | NG | 0.4927 | 2.6442 | 0.4122 | 2.2416 | 3 | 2022-01-01 | Elec | NG | 0.4927 | 2.6442 | 0.4122 | 2.2416 | 3 | 2022-01-01 | Elec | NG | 0.4927 | 2.6442 | 0.4122 | 2.2416 | 3 | 2022-01-01 | Elec | NG | 0.4927 | 2.6442 | 0.4122 | 2.2416 | 3 | 2022-01-01 | Elec | NG | 0.4927 | 2.6442 | 0.4122 | 2.2416 | 3 | 2022-01-01 | Elec | NG | 0.4927 | 2.6442 | 0.4122 | 2.2416 | 3 | 2022-01-01 | Elec | NG | 0.4927 | 2.6442 | 0.4122 | 2.2416 | 3 | 2022-01-01 | Elec | NG | 0.4927 | 2.6442 | 0.4122 | 2.2416 | 3 | 2022-01-01 | Elec | NG | 0.4927 | 2.6442 | 0.4122 | 2.2416 | 3 | 2022-01-01 | Elec | NG | 0.4927 | 2.6442 | 0.4122 | 2.2416 | 3 | 2022-01-01 | Elec | NG | 0.4927 | 2.6442 | 0.4122 | 2.2416 | 3 | 2022-01-01 | Elec | NG | 0.4927 | 2.6442 | 0.4122 | 2.2416 | 3 | 2022-01-01 | Elec | NG | 0.4927 | 2.6442 | 0.4122 | 2.2416 | 3 | 2022-01-01 | Elec | NG | 0.4927 | 2.6442 | 0.4122 | 2.2416 | 3 | 2022-01-01 | Elec | NG | 0.4927 | 2.6442 | 0.4122 | 2.2416 | 3 | 2022-01-01 | Elec | NG | 0.4927 | 2.6442 | 0.4122 | 2.2416 | 3 | 2022-01-01 | Elec | NG | 0.4927 | 2.6442 | 0.4122 | 2.2416 | 3 | 2022-01-01 | Elec | NG | 0.4927 | 2.6442 | 0.4122 | 2.2416 | 3 | 2022-01-01 | Elec | NG | 0.4927 | 2.6442 | 0.4122 | 2.2416 | 3 | 2022-01-01 | Elec | NG | 0.4927 | 2.6442 | 0.4122 | 2.2416 | 3 | 2022-01-01 | Elec | NG | 0.4927 | 2.6442 | 0.4122 | 2.2416 | 3 | 2022-01-01 | Elec | NG | 0.4927 | 2.6442 | 0.4122 | 2.2416 | 3 | 2022-01-01 | Elec | NG | 0.4927 | 2.6442 | 0.4122 | 2.2416 | 3 | 2022-01-01 | Elec | NG | 0.4927 | 2.6442 | 0.4122 | 2.2416 | 3 | 2022-01-01 | Elec | NG | 0.4927 | 2.6442 | 0.4122 | 2.2416 | 3 | 2022-01-01 | Elec | NG | 0.4927 | 2.6442 | 0.4122 | 2.2416 | 3 | 2022-01-01 | Elec | NG | 0.4927 | 2.6442 | 0.4122 | 2.2416 | 3 | 2022-01-01 | Elec | NG | 0.4927 | 2.6442 | 0.4122 | 2.2416 | 3 | 2022-01-01 | Elec | NG | 0.4927 | 2.6442 | 0.4122 | 2.2416 | 3 | 2022-01-01 | Elec | NG | 0.4927 | 2.6442 | 0.4122 | 2.2416 | 3 | 2022-01-01 | Elec | NG | 0.4927 | 2.6442 | 0.4122 | 2.2416 | 3 | 2022-01-01 | Elec | NG | 0.4927 | 2.6442 | 0.4122 | 2.2416 | 3 | 2022-01-01 | Elec | NG | 0.4927 | 2.6442 | 0.4122 | 2.2416 | 3 | 2022-01-01 | Elec | NG | 0.4927 | 2.6442 | 0.4122 | 2.2416 | 3 | 2022-01-01 | Elec | NG | 0.4927 | 2.6442 | 0.4122 | 2.2416 | 3 | 2022-01-01 | Elec | NG | 0.4927 | 2.6442 | 0.4122 | 2.2416 | 3 | 2022-01-01 | Elec | NG | 0.4927 | 2.6442 | 0.4122 | 2.2416 | 3 | 2022-01-01 | Elec | NG | 0.4927 | 2.6442 | 0.4122 | 2.2416 | 3 | 2022-01-01 | Elec | NG | 0.4927 | 2.6442 | 0.4122 | 2.2416 | 3 | 2022-01-01 | Elec | NG | 0.4927 | 2.6442 | 0.4122 | 2.2416 | 3 | 2022-01-01 | Elec | NG | 0.4927 | 2.6442 | 0.4122 | 2.2416 | 3 | 2022-01-01 | Elec | NG | 0.4927 | 2.6442 | 0.4122 | 2.2416 | 3 | 2022-01-01 | Elec | NG | 0.4927 | 2.6442 | 0.4122 | 2.2416 | 3 | 2022-01-01 | Elec | NG | 0.4927 | 2.6442 | 0.4122 | 2.2416 | 3 | 2022-01-01 | Elec | NG | 0.4927 | 2.6442 | 0.4122 | 2.2416 | 3 | 2022-01-01 | Elec | NG | 0.4927 | 2.6442 | 0.4122 | 2.2416 | 3 | 2022-01-01 | Elec | NG | 0.4927 | 2.6442 | 0.4122 | 2.2416 | 3 | 2022-01-01 | Elec | NG | 0.4927 | 2.6442 | 0.4122 | 2.2416 | 3 | 2022-01-01 | Elec | NG | 0.4927 | 2.6442 | 0.4122 | 2.2416 | 3 | 2022-01-01 | Elec | NG | 0.4927 | 2.6442 | 0.4122 | 2.2416 | 3 | 2022-01-01 | Elec | NG | 0.4927 | 2.6442 | 0.4122 | 2.2416 | 3 | 2022-01-01 | Elec | NG | 0.4927 | 2.6442 | 0.4122 | 2.2416 | 3 | 2022-01-01 | Elec | NG | 0.4927 | 2.6442 | 0.4122 | 2.2416 | 3 | 2022-01-01 | Elec | NG | 0.4927 | 2.6442 | 0.4122 | 2.2416 | 3 | 2022-01-01 | Elec | NG | 0.4927 | 2.6442 | 0.4122 | 2.2416 | 3 | 2022-01-01 | Elec | NG | 0.4927 | 2.6442 | 0.4122 | 2.2416 | 3 | 2022-01-01 | Elec | NG | 0.4927 | 2.6442 | 0.4122 | 2.2416 | 3 | 2022-01-01 | Elec | NG | 0.4927 | 2.6442 | 0.4122 | 2.2416 | 3 | 2022-01-01 | Elec | NG | 0.4927 | 2.6442 | 0.4122 | 2.2416 | 3 | 2022-01-01 | Elec | NG | 0.4927 | 2.6442 | 0.4122 | 2.2416 | 3 | 2022-01-01 | Elec | NG | 0.4927 | 2.6442 | 0.4122 | 2.2416 | 3 | 2022-01-01 | Elec | NG | 0.4927 | 2.6442 | 0.4122 | 2.2416 | 3 | 2022-01-01 | Elec | NG | 0.4927 | 2.6442 | 0.4122 | 2.2416 | 3 | 2022-01-01 | Elec | NG | 0.4927 | 2.6442 | 0.4122 | 2.2416 | 3 | 2022-01-01 | Elec | NG | 0.4927 | 2.6442 | 0.4122 | 2.2416 | 3 | 2022-01-01 | Elec | NG | 0.4927 | 2.6442 | 0.4122 | 2.2416 | 3 | 2022-01-01 | Elec | NG | 0.4927 | 2.6442 | 0.4122 | 2.2416 | 3 | 2022-01-01 | Elec | NG | 0.4927 | 2.6442 | 0.4122 | 2.2416 | 3 | 2022-01-01 | Elec | NG | 0.4927 | 2.6442 | 0.4122 | 2.2416 | 3 | 2022-01-01 | Elec | NG | 0.4927 | 2.6442 | 0.4122 | 2.2416 | 3 | 2022-01-01 | Elec | NG | 0.4927 | 2.6442 | 0.4122 | 2.2416 | 3 | 2022-01-01 | Elec | NG | 0.4927 | 2.6442 | 0.4122 | 2.2416 | 3 | 2022-01-01 | Elec | NG | 0.4927 | 2.6442 | 0.4122 | 2.2416 | 3 | 2022-01-01 | Elec | NG | 0.4927 | 2.6442 | 0.4122 | 2.2416 | 3 | 2022-01-01 | Elec | NG | 0.4927 | 2.6442 | 0.4122 | 2.2416 | 3 | 2022-01-01 | Elec | NG | 0.4927 | 2.6442 | 0.4122 | 2.2416 | 3 | 2022-01-01 | Elec | NG | 0.4927 | 2.6442 | 0.4122 | 2.2416 | 3 | 2022-01-01 | Elec | NG | 0.4927 | 2.6442 | 0.4122 | 2.2416 | 3 | 2022-01-01 | Elec | NG | 0.4927 | 2.6442 | 0.4122 | 2.2416 | 3 | 2022-01-01 | Elec | NG | 0.4927 | 2.6442 | 0.4122 | 2.2416 | 3 | 2022-01-01 | Elec | NG | 0.4927 | 2.6442 | 0.4122 | 2.2416 | 3 | 2022-01-01 | Elec | NG | 0.4927 | 2.6442 | 0.4122 | 2.2416 | 3 | 2022-01-01 | Elec | NG | 0.4927 | 2.6442 | 0.4122 | 2.2416 | 3 | 2022-01-01 | Elec | NG | 0.4927 | 2.6442 | 0.4122 | 2.2416 | 3 | 2022-01-01 | Elec | NG | 0.4927 | 2.6442 | 0.4122 | 2.2416 | 3 | 2022-01-01 | Elec | NG | 0.4927 | 2.6442 | 0.4122 | 2.2416 | 3 | 2022-01-01 | Elec | NG | 0.4927 | 2.6442 | 0.4122 | 2.2416 | 3 | 2022-01-01 | Elec | NG | 0.4927 | 2.6442 | 0.4122 | 2.2416 | 3 | 2022-01-01 | Elec | NG | 0.4927 | 2.6442 | 0.4122 | 2.2416 | 3 | 2022-01-01 | Elec | NG | 0.4927 | 2.6442 | 0.4122 | 2.2416 | 3 | 2022-01-01 | Elec | NG | 0.4927 | 2.6442 | 0.4122 | 2.2416 | 3 | 2022-01-01 | Elec | NG | 0.4927 | 2.6442 | 0.4122 | 2.2416 | 3 | 2022-01-01 | Elec | NG | 0.4927 | 2.6442 | 0.4122 | 2.2416 | 3 | 2022-01-01 | Elec | NG | 0.4927 | 2.6442 | 0.4122 | 2.2416 | 3 | 2022-01-01 | Elec | NG | 0.4927 | 2.6442 | 0.4122 | 2.2416 | 3 | 2022-01-01 | Elec | NG | 0.4927 | 2.6442 | 0.4122 | 2.2416 | 3 | 2022-01-01 | Elec | NG | 0.4927 | 2.6442 | 0.4122 | 2.2416 | 3 | 2022-01-01 | Elec | NG | 0.4927 | 2.6442 | 0.4122 | 2.2416 | 3 | 2022-01-01 | Elec | NG | 0.4927 | 2.6442 | 0.4122 | 2.2416 | 3 | 2022-01-01 | Elec | NG | 0.4927 | 2.6442 | 0.4122 | 2.2416 | 3 | 2022-01-01 | Elec | NG | 0.4927 | 2.6442 | 0.4122 | 2.2416 | 3 | 2022-01-01 | Elec | NG | 0.4927 | 2.6442 | 0.4122 | 2.2416 | 3 | 2022-01-01 | Elec | NG | 0.4927 | 2.6442 | 0.4122 | 2.2416 | 3 | 2022-01-01 | Elec | NG | 0.4927 | 2.6442 | 0.4122 | 2.2416 | 3 | 2022-01-01 | Elec | NG | 0.4927 | 2.6442 | 0.4122 | 2.2416 | 3 | 2022-01-01 | Elec | NG | 0.4927 | 2.6442 | 0.4122 | 2.2416 | 3 | 2022-01-01 | Elec | NG | 0.4927 | 2.6442 | 0.4122 | 2.2416 | 3 | 2022-01-01 | Elec | NG | 0.4927 | 2.6442 | 0.4122 | 2.2416 | 3 | 2022-01-01 | Elec | NG | 0.4927 | 2.6442 | 0.4122 | 2.2416 | 3 | 2022-01-01 | Elec | NG | 0.4927 | 2.6442 | 0.4122 | 2.2416 | 3 | 2022-01-01 | Elec | NG | 0.4927 | 2.6442 | 0.4122 | 2.2416 | 3 | 2022-01-01 | Elec | NG | 0.4927 | 2.6442 | 0.4122 | 2.2416 | 3 | 2022-01-01 | Elec | NG | 0.4927 | 2.6442 | 0.4122 | 2.2416 | 3 | 2022-01-01 | Elec | NG | 0.4927 | 2.6442 | 0.4122 | 2.2416 | 3 | 2022-01-01 | Elec | NG | 0.4927 | 2.6442 | 0.4122 | 2.2416 | 3 | 2022-01-01 | Elec | NG | 0.4927 | 2.6442 | 0.4122 | 2.2416 | 3 | 2022-01-01 | Elec | NG | 0.4927 | 2.6442 | 0.4122 | 2.2416 | 3 | 2022-01-01 | Elec | NG | 0.4927 | 2.6442 | 0.4122 | 2.2416 | 3 | 2022-01-01 | Elec | NG | 0.4927 | 2.6442 | 0.4122 | 2.2416 | 3 | 2022-01-01 | Elec | NG | 0.4927 | 2.6442 | 0.4122 | 2.2416 | 3 | 2022-01-01 | Elec | NG | 0.4927 | 2.6442 | 0.4122 | 2.2416 | 3 | 2022-01-01 | Elec | NG | 0.4927 | 2.6442 | 0.4122 | 2.2416 | 3 | 2022-01-01 | Elec | NG | 0.4927 | 2.6442 | 0.4122 | 2.2416 | 3 | 2022-01-01 | Elec | NG | 0.4927 | 2.6442 | 0.4122 | 2.2416 | 3 | 2022-01-01 | Elec | NG | 0.4927 | 2.6442 | 0.4122 | 2.2416 | 3 | 2022-01-01 | Elec | NG | 0.4927 | 2.6442 | 0.4122 | 2.2416 | 3 | 2022-01-01 | Elec | NG | 0.4927 | 2.6442 | 0.4122 | 2.2416 | 3 | 2022-01-01 | Elec | NG | 0.4927 | 2.6442 | 0.4122 | 2.2416 | 3 | 2022-01-01 | Elec | NG | 0.4927 | 2.6442 | 0.4122 | 2.2416 | 3 | 2022-01-01 | Elec | NG | 0.4927 | 2.6442 | 0.4122 | 2.2416 | 3 | 2022-01-01 | Elec | NG | 0.4927 | 2.6442 | 0.4122 | 2.2416 | 3 | 2022-01-01 | Elec | NG | 0.4927 | 2.6442 | 0.4122 | 2.2416 | 3 | 2022-01-01 | Elec | NG | 0.4927 | 2.6442 | 0.4122 | 2.2416 | 3 | 2022-01-01 | Elec | NG | 0.4927 | 2.6442 | 0.4122 | 2.2416 | 3 | 2022-01-01 | Elec | NG | 0.4927 | 2.6442 | 0.4122 | 2.2416 | 3 | 2022-01-01 | Elec | NG | 0.4927 | 2.6442 | 0.4122 | 2.2416 | 3 | 2022-01-01 | Elec | NG | 0.4927 | 2.6442 | 0.4122 | 2.2416 | 3 | 2022-01-01 | Elec | NG | 0.4927 | 2.6442 | 0.4122 | 2.2416 | 3 | 2022-01-01 | Elec | NG | 0.4927 | 2.6442 | 0.4122 | 2.2416 | 3 | 2022-01-01 | Elec | NG | 0.4927 | 2.6442 | 0.4122 | 2.2416 | 3 | 2022-01-01 | Elec | NG | 0.4927 | 2.6442 | 0.4122 | 2.2416 | 3 | 2022-01-01 | Elec | NG | 0.4927 | 2.6442 | 0.4122 | 2.2416 | 3 | 2022-01-01 | Elec | NG | 0.4927 | 2.6442 | 0.4122 | 2.2416 | 3 | 2022-01-01 | Elec | NG | 0.4927 | 2.6442 | 0.4122 | 2.2416 | 3 | 2022-01-01 | Elec | NG | 0.4927 | 2.6442 | 0.4122 | 2.2416 | 3 | 2022-01-01 | Elec | NG | 0.4927 | 2.6442 | 0.4122 | 2.2416 | 3 | 2022-01-01 | Elec | NG | 0.4927 | 2.6442 | 0.4122 | 2.2416 | 3 | 2022-01-01 | Elec | NG | 0.4927 | 2.6442 | 0.4122 | 2.2416 | 3 | 2022-01-01 | Elec | NG | 0.4927 | 2.6442 | 0.4122 | 2.2416 | 3 | 2022-01-01 | Elec | NG | 0.4927 | 2.6442 | 0.4122 | 2.2416 | 3 | 2022-01-01 | Elec | NG | 0.4927 | 2.6442 | 0.4122 | 2.2416 | 3 | 2022-01-01 | Elec | NG | 0.4927 | 2.6442 | 0.4122 | 2.2416 | 3 | 2022-01-01 | Elec | NG | 0.4927 | 2.6442 | 0.4122 | 2.2416 | 3 | 2022-01-01 | Elec | NG | 0.4927 | 2.6442 | 0.4122 | 2.2416 | 3 | 2022-01-01 | Elec | NG | 0.4927 | 2.6442 | 0.4122 | 2.2416 | 3 | 2022-01-01 | Elec | NG | 0.4927 | 2.6442 | 0.4122 | 2.2416 | 3 | 2022-01-01 | Elec | NG | 0.4927 | 2.6442 | 0.4122 | 2.2416 | 3 | 2022-01-01 | Elec | NG | 0.4927 | 2.6442 | 0.4122 | 2.2416 | 3 | 2022-01-01 | Elec | NG | 0.4927 | 2.6442 | 0.4122 | 2.2416 | 3 | 2022-01-01 | Elec | NG | 0.4927 | 2.6442 | 0.4122 | 2.2416 | 3 | 2022-01-01 | Elec | NG | 0.4927 | 2.6442 | 0.4122 | 2.2416 | 3 | 2022-01-01 | Elec | NG | 0.4927 | 2.6442 | 0.4122 | 2.2416 | 3 | 2022-01-01 | Elec | NG | 0.4927 | 2.6442 | 0.4122 | 2.2416 | 3 | 2022-01-01 | Elec | NG | 0.4927 | 2.6442 | 0.4122 | 2.2416 | 3 | 2022-01-01 | Elec | NG | 0.4927 | 2.6442 | 0.4122 | 2.2416 | 3 | 2022-01-01 | Elec | NG | 0.4927 | 2.6442 | 0.4122 | 2.2416 | 3 | 2022-01-01 | Elec | NG | 0.4927 | 2.6442 | 0.4122 | 2.2416 | 3 | 2022-01-01 | Elec | NG | 0.4927 | 2.6442 | 0.4122 | 2.2416 | 3 | 2022-01-01 | Elec | NG | 0.4927 | 2.6442 | 0.4122 | 2.2416 | 3 | 2022-01-01 | Elec | NG | 0.4927 | 2.6442 | 0.4122 | 2.2416 | 3 | 2022-01-01 | Elec | NG | 0.4927 | 2.6442 | 0.4122 | 2.2416 | 3 | 2022-01-01 | Elec | NG | 0.4927 | 2.6442 | 0.4122 | 2.2416 | 3 | 2022-01-01 | Elec | NG | 0.4927 | 2.6442 | 0.4122 | 2.2416 | 3 | 2022-01-01 | Elec | NG | 0.4927 | 2.6442 | 0.4122 | 2.2416 | 3 | 2022-01-01 | Elec | NG | 0.4927 | 2.6442 | 0.4122 | 2.2416 | 3 | 2022-01-01 | Elec | NG | 0.4927 | 2.6442 | 0.4122 | 2.2416 | 3 | 2022-01-01 | Elec | NG | 0.4927 | 2.6442 | 0.4122 | 2.2416 | 3 | 2022-01-01 | Elec | NG | 0.4927 | 2.6442 | 0.4122 | 2.2416 | 3 | 2022-01-01 | Elec | NG | 0.4927 | 2.6442 | 0.4122 | 2.2416 | 3 | 2022-01-01 | Elec | NG | 0.4927 | 2.6442 | 0.4122 | 2.2416 | 3 | 2022-01-01 | Elec | NG | 0.4927 | 2.6442 | 0.4122 | 2.2416 | 3 | 2022-01-01 | Elec | NG | 0.4927 | 2.6442 | 0.4122 | 2.2416 | 3 | 2022-01-01 | Elec | NG | 0.4927 | 2.6442 | 0.4122 | 2.2416 | 3 | 2022-01-01 | Elec | NG | 0.4927 | 2.6442 | 0.4122 | 2.2416 | 3 | 2022-01-01 | Elec | NG | 0.4927 | 2.6442 | 0.4122 | 2.2416 | 3 | 2022-01-01 | Elec | NG | 0.4927 | 2.6442 | 0.4122 | 2.2416 | 3 | 2022-01-01 | Elec | NG | 0.4927 | 2.6442 | 0.4122 | 2.2416 | 3 | 2022-01-01 | Elec | NG | 0.4927 | 2.6442 | 0.4122 | 2.2416 | 3 | 2022-01-01 | Elec | NG | 0.4927 | 2.6442 | 0.4122 | 2.2416 | 3 | 2022-01-01 | Elec | NG | 0.4927 | 2.6442 | 0.4122 | 2.2416 | 3 | 2022-01-01 | Elec | NG | 0.4927 | 2.6442 | 0.4122 | 2.2416 | 3 | 2022-01-01 | Elec | NG | 0.4927 | 2.6442 | 0.4122 | 2.2416 | 3 | 2022-01-01 | Elec | NG | 0.4927 | 2.6442 | 0.4122 | 2.2416 | 3 | 2022-01-01 | Elec | NG | 0.4927 | 2.6442 | 0.4122 | 2.2416 | 3 | 2022-01-01 | Elec | NG | 0.4927 | 2.6442 | 0.4122 | 2.2416 | 3 | 2022-01-01 | Elec | NG | 0.4927 | 2.6442 | 0.4122 | 2.2416 | 3 | 2022-01-01 | Elec | NG | 0.4927 | 2.6442 | 0.4122 | 2.2416 | 3 | 2022-01-01 | Elec | NG | 0.4927 | 2.6442 | 0.4122 | 2.2416 | 3 | 2022-01-01 | Elec | NG | 0.4927 | 2.6442 | 0.4122 | 2.2416 | 3 | 2022-01-01 | Elec | NG | 0.4927 | 2.6442 | 0.4122 | 2.2416 | 3 | 2022-01-01 | Elec | NG | 0.4927 | 2.6442 | 0.4122 | 2.2416 | 3 | 2022-01-01 | Elec | NG | 0.4927 | 2.6442 | 0.4122 | 2.2416 | 3 | 2022-01-01 | Elec | NG | 0.4927 | 2.6442 | 0.4122 | 2.2416 | 3 | 2022-01-01 | Elec | NG | 0.4927 | 2.6442 | 0.4122 | 2.2416 | 3 | 2022-01-01 | Elec | NG | 0.4927 | 2.6442 | 0.4122 | 2.2416 | 3 | 2022-01-01 | Elec | NG | 0.4927 | 2.6442 | 0.4122 | 2.2416 | 3 | 2022-01-01 | Elec | NG | 0.4927 | 2.6442 | 0.4122 | 2.2416 | 3 | 2022-01-01 | Elec | NG | 0.4927 | 2.6442 | 0.4122 | 2.2416 | 3 | 2022-01-01 | Elec | NG | 0.4927 | 2.6442 | 0.4122 | 2.2416 | 3 | 2022-01-01 | Elec | NG | 0.4927 | 2.6442 | 0.4122 | 2.2416 | 3 | 2022-01-01 | Elec | NG | 0.4927 | 2.6442 | 0.4122 | 2.2416 | 3 | 2022-01-01 | Elec | NG | 0.4927 | 2.6442 | 0.4122 | 2.2416 | 3 | 2022-01-01 | Elec | NG | 0.4927 | 2.6442 | 0.4122 | 2.2416 | 3 | 2022-01-01 | Elec | NG | 0.4927 | 2.6442 | 0.4122 | 2.2416 | 3 | 2022-01-01 | Elec | NG | 0.4927 | 2.6442 | 0.4122 | 2.2416 | 3 | 2022-01-01 | Elec | NG | 0.4927 | 2.6442 | 0.4122 | 2.2416 | 3 | 2022-01-01 | Elec | NG | 0.4927 | 2.6442 | 0.4122 | 2.2416 | 3 | 2022-01-01 | Elec | NG | 0.4927 | 2.6442 | 0.4122 | 2.2416 | 3 | 2022-01-01 | Elec | NG | 0.4927 | 2.6442 | 0.4122 | 2.2416 | 3 | 2022-01-01 | Elec | NG | 0.4927 | 2.6442 | 0.4122 | 2.2416 | 3 | 2022-01-01 | Elec | NG | 0.4927 | 2.6442 | 0.4122 | 2.2416 | 3 | 2022-01-01 | Elec | NG | 0.4927 | 2.6442 | 0.4122 | 2.2416 | 3 | 2022-01-01 | Elec | NG | 0.4927 | 2.6442 | 0.4122 | 2.2416 | 3 | 2022-01-01 | Elec | NG | 0.4927 | 2.6442 | 0.4122 | 2.2416 | 3 | 2022-01-01 | Elec | NG | 0.4927 | 2.6442 | 0.4122 | 2.2416 | 3 | 2022-01-01 | Elec | NG | 0.4927 | 2.6442 | 0.4122 | 2.2416 | 3 | 2022-01-01 | Elec | NG | 0.4927 | 2.6442 | 0.4122 | 2.2416 | 3 | 2022-01-01 | Elec | NG | 0.4927 | 2.6442 | 0.4122 | 2.2416 | 3 | 2022-01-01 | Elec | NG | 0.4927 | 2.6442 | 0.4122 | 2.2416 | 3 | 2022-01-01 | Elec | NG | 0.4927 | 2.6442 | 0.4122 | 2.2416 | 3 | 2022-01-01 | Elec | NG | 0.4927 | 2.6442 | 0.4122 | 2.2416 | 3 | 2022-01-01 | Elec | NG | 0.4927 | 2.6442 | 0.4122 | 2.2416 | 3 | 2022-01-01 | Elec | NG | 0.4927 | 2.6442 | 0.4122 | 2.2416 | 3 | 2022-01-01 | Elec | NG | 0.4927 | 2.6442 | 0.4122 | 2.2416 | 3 | 2022-01-01 | Elec | NG | 0.4927 | 2.6442 | 0.4122 | 2.2416 | 3 | 2022-01-01 | Elec | NG | 0.4927 | 2.6442 | 0.4122 | 2.2416 | 3 | 2022-01-01 | Elec | NG | 0.4927 | 2.6442 | 0.4122 | 2.2416 | 3 | 2022-01-01 | Elec | NG | 0.4927 | 2.6442 | 0.4122 | 2.2416 | 3 | 2022-01-01 | Elec | NG | 0.4927 | 2.6442 | 0.4122 | 2.2416 | 3 | 2022-01-01 | Elec | NG | 0.4927 | 2.6442 | 0.4122 | 2.2416 | 3 | 2022-01-01 | Elec | NG | 0.4927 | 2.6442 | 0.4122 | 2.2416 | 3 | 2022-01-01 | Elec | NG | 0.4927 | 2.6442 | 0.4122 | 2.2416 | 3 | 2022-01-01 | Elec | NG | 0.4927 | 2.6442 | 0.4122 | 2.2416 | 3 | 2022-01-01 | Elec | NG | 0.4927 | 2.6442 | 0.4122 | 2.2416 | 3 | 2022-01-01 | Elec | NG | 0.4927 | 2.6442 | 0.4122 | 2.2416 | 3 | 2022-01-01 | Elec | NG | 0.4927 | 2.6442 | 0.4122 | 2.2416 | 3 | 2022-01-01 | Elec | NG | 0.4927 | 2.6442 | 0.4122 | 2.2416 | 3 | 2022-01-01 | Elec | NG | 0.4927 | 2.6442 | 0.4122 | 2.2416 | 3 | 2022-01-01 | Elec | NG | 0.4927 | 2.6442 | 0.4122 | 2.2416 | 3 | 2022-01-01 | Elec | NG | 0.4927 | 2.6442 | 0.4122 | 2.2416 | 3 | 2022-01-01 | Elec | NG | 0.4927 | 2.6442 | 0.4122 | 2.2416 | 3 | 2022-01-01 | Elec | NG | 0.4927 | 2.6442 | 0.4122 | 2.2416 | 3 | 2022-01-01 | Elec | NG | 0.4927 | 2.6442 | 0.4122 | 2.2416 | 3 | 2022-01-01 | Elec | NG | 0.4927 | 2.6442 | 0.4122 | 2.2416 | 3 | 2022-01-01 | Elec | NG | 0.4927 | 2.6442 | 0.4122 | 2.2416 | 3 | 2022-01-01 | Elec | NG | 0.4927 | 2.6442 | 0.4122 | 2.2416 | 3 | 2022-01-01 | Elec | NG | 0.4927 | 2.6442 | 0.4122 | 2.2416 | 3 | 2022-01-01 | Elec | NG | 0.4927 | 2.6442 | 0.4122 | 2.2416 | 3 | 2022-01-01 | Elec | NG | 0.4927 | 2.6442 | 0.4122 | 2.2416 | 3 | 2022-01-01 | Elec | NG | 0.4927 | 2.6442 | 0.4122 | 2.2416 | 3 | 2022-01-01 | Elec | NG | 0.4927 | 2.6442 | 0.4122 | 2.2416 | 3 | 2022-01-01 | Elec | NG | 0.4927 | 2.6442 | 0.4122 | 2.2416 | 3 | 2022-01-01 | Elec | NG | 0.4927 | 2.6442 | 0.4122 | 2.2416 | 3 | 2022-01-01 | Elec | NG | 0.4927 | 2.6442 | 0.4122 | 2.2416 | 3 | 2022-01-01 | Elec | NG | 0.4927 | 2.6442 | 0.4122 | 2.2416 | 3 | 2022-01-01 | Elec | NG | 0.4927 | 2.6442 | 0.4122 | 2.2416 | 3 | 2022-01-01 | Elec | NG | 0.4927 | 2.6442 | 0.4122 | 2.2416 | 3 | 2022-01-01 | Elec | NG | 0.4927 | 2.6442 | 0.4122 | 2.2416 | 3 | 2022-01-01 | Elec | NG | 0.4927 | 2.6442 | 0.4122 | 2.2416 | 3 | 2022-01-01 | Elec | NG | 0.4927 | 2.6442 | 0.4122 | 2.2416 | 3 | 2022-01-01 | Elec | NG | 0.4927 | 2.6442 | 0.4122 | 2.2416 | 3 | 2022-01-01 | Elec | NG | 0.4927 | 2.6442 | 0.4122 | 2.2416 | 3 | 2022-01-01 | Elec | NG | 0.4927 | 2.6442 | 0.4122 | 2.2416 | 3 | 2022-01-01 | Elec | NG | 0.4927 | 2.6442 | 0.4122 | 2.2416 | 3 | 2022-01-01 | Elec | NG | 0.4927 | 2.6442 | 0.4122 | 2.2416 | 3 | 2022-01-01 | Elec | NG | 0.4927 | 2.6442 | 0.4122 | 2.2416 | 3 | 2022-01-01 | Elec | NG | 0.4927 | 2.6442 | 0.4122 | 2.2416 | 3 | 2022-01-01 | Elec | NG | 0.4927 | 2.6442 | 0.4122 | 2.2416 | 3 | 2022-01-01 | Elec | NG | 0.4927 | 2.6442 | 0.4122 | 2.2416 | 3 | 2022-01-01 | Elec | NG | 0.4927 | 2.6442 | 0.4122 | 2.2416 | 3 | 2022-01-01 | Elec | NG | 0.4927 | 2.6442 | 0.4122 | 2.2416 | 3 | 2022-01-01 | Elec | NG | 0.4927 | 2.6442 | 0.4122 | 2.2416 | 3 | 2022-01-01 | Elec | NG | 0.4927 | 2.6442 | 0.4122 | 2.2416 | 3 | 2022-01-01 | Elec | NG | 0.4927 | 2.6442 | 0.4122 | 2.2416 | 3 | 2022-01-01 | Elec | NG | 0.4927 | 2.6442 | 0.4122 | 2.2416 | 3 | 2022-01-01 | Elec | NG | 0.4927 | 2.6442 | 0.4122 | 2.2416 | 3 | 2022-01-01 | Elec | NG | 0.4927 | 2.6442 | 0.4122 | 2.2416 | 3 | 2022-01-01 | Elec | NG | 0.4927 | 2.6442 | 0.4122 | 2.2416 | 3 | 2022-01-01 | Elec | NG | 0.4927 | 2.6442 | 0.4122 | 2.2416 | 3 | 2022-01-01 | Elec | NG | 0.4927 | 2.6442 | 0.4122 | 2.2416 | 3 | 2022-01-01 | Elec | NG | 0.4927 | 2.6442 | 0.4122 | 2.2416 | 3 | 2022-01-01 | Elec | NG | 0.4927 | 2.6442 | 0.4122 | 2.2416 | 3 | 2022-01-01 | Elec | NG | 0.4927 | 2.6442 | 0.4122 | 2.2416 | 3 | 2022-01-01 | Elec | NG | 0.4927 | 2.6442 | 0.4122 | 2.2416 | 3 | 2022-01-01 | Elec | NG | 0.4927 | 2.6442 | 0.4122 | 2.2416 | 3 | 2022-01-01 | Elec | NG | 0.4927 | 2.6442 | 0.4122 | 2.2416 | 3 | 2022-01-01 | Elec | NG | 0.4927 | 2.6442 | 0.4122 | 2.2416 | 3 | 2022-01-01 | Elec | NG | 0.4927 | 2.6442 | 0.4122 | 2.2416 | 3 | 2022-01-01 | Elec | NG | 0.4927 | 2.6442 | 0.4122 | 2.2416 | 3 | 2022-01-01 | Elec | NG | 0.4927 | 2.6442 | 0.4122 | 2.2416 | 3 | 2022-01-01 | Elec | NG | 0.4927 | 2.6442 | 0.4122 | 2.2416 | 3 | 2022-01-01 | Elec | NG | 0.4927 | 2.6442 | 0.4122 | 2.2416 | 3 | 2022-01-01 | Elec | NG | 0.4927 | 2.6442 | 0.4122 | 2.2416 | 3 | 2022-01-01 | Elec | NG | 0.4927 | 2.6442 | 0.4122 | 2.2416 | 3 | 2022-01-01 | Elec | NG | 0.4927 | 2.6442 | 0.4122 | 2.2416 | 3 | 2022-01-01 | Elec | NG | 0.4927 | 2.6442 | 0.4122 | 2.2416 | 3 | 2022-01-01 | Elec | NG | 0.4927 | 2.6442 | 0.4122 | 2.2416 | 3 | 2022-01-01 | Elec | NG | 0.4927 | 2.6442 | 0.4122 | 2.2416 | 3 | 2022-01-01 | Elec | NG | 0.4927 | 2.6442 | 0.4122 | 2.2416 | 3 | 2022-01-01 | Elec | NG | 0.4927 | 2.6442 | 0.4122 | 2.2416 | 3 | 2022-01-01 | Elec | NG | 0.4927 | 2.6442 | 0.4122 | 2.2416 | 3 | 2022-01-01 | Elec | NG | 0.4927 | 2.6442 | 0.4122 | 2.2416 | 3 | 2022-01-01 | Elec | NG | 0.4927 | 2.6442 | 0.4122 | 2.2416 | 3 | 2022-01-01 | Elec | NG | 0.4927 | 2.6442 | 0.4122 | 2.2416 | 3 | 2022-01-01 | Elec | NG | 0.4927 | 2.6442 | 0.4122 | 2.2416 | 3 | 2022-01-01 | Elec | NG | 0.4927 | 2.6442 | 0.4122 | 2.2416 | 3 | 2022-01-01 | Elec | NG | 0.4927 | 2.6442 | 0.4122 | 2.2416 | 3 | 2022-01-01 | Elec | NG | 0.4927 | 2.6442 | 0.4122 | 2.2416 | 3 | 2022-01-01 | Elec | NG | 0.4927 | 2.6442 | 0.4122 | 2.2416 | 3 | 2022-01-01 | Elec | NG | 0.4927 | 2.6442 | 0.4122 | 2.2416 | 3 | 2022-01-01 | Elec | NG | 0.4927 | 2.6442 | 0.4122 | 2.2416 | 3 | 2022-01-01 | Elec | NG | 0.4927 | 2.6442 | 0.4122 | 2.2416 | 3 | 2022-01-01 | Elec | NG | 0.4927 | 2.6442 | 0.4122 | 2.2416 | 3 | 2022-01-01 | Elec | NG | 0.4927 | 2.6442 | 0.4122 | 2.2416 | 3 | 2022-01-01 | Elec | NG | 0.4927 | 2.6442 | 0.4122 | 2.2416 | 3 | 2022-01-01 | Elec | NG | 0.4927 | 2.6442 | 0.4122 | 2.2416 | 3 | 2022-01-01 | Elec | NG | 0.4927 | 2.6442 | 0.4122 | 2.2416 | 3 | 2022-01-01 | Elec | NG | 0.4927 | 2.6442 | 0.4122 | 2.2416 | 3 | 2022-01-01 | Elec | NG | 0.4927 | 2.6442 | 0.4122 | 2.2416 | 3 | 2022-01-01 | Elec | NG | 0.4927 | 2.6442 | 0.4122 | 2.2416 | 3 | 2022-01-01 | Elec | NG | 0.4927 | 2.6442 | 0.4122 | 2.2416 | 3 | 2022-01-01 | Elec | NG | 0.4927 | 2.6442 | 0.4122 | 2.2416 | 3 | 2022-01-01 | Elec | NG | 0.4927 | 2.6442 | 0.4122 | 2.2416 | 3 | 2022-01-01 | Elec | NG | 0.4927 | 2.6442 | 0.4122 | 2.2416 | 3 | 2022-01-01 | Elec | NG | 0.4927 | 2.6442 | 0.4122 | 2.2416 | 3 | 2022-01-01 | Elec | NG | 0.4927 | 2.6442 | 0.4122 | 2.2416 | 3 | 2022-01-01 | Elec | NG | 0.4927 | 2.6442 | 0.4122 | 2.2416 | 3 | 2022-01-01 | Elec | NG | 0.4927 | 2.6442 | 0.4122 | 2.2416 | 3 | 2022-01-01 | Elec | NG | 0.4927 | 2.6442 | 0.4122 | 2.2416 | 3 | 2022-01-01 | Elec | NG | 0.4927 | 2.6442 | 0.4122 | 2.2416 | 3 | 2022-01-01 | Elec | NG | 0.4927 | 2.6442 | 0.4122 | 2.2416 | 3 | 2022-01-01 | Elec | NG | 0.4927 | 2.6442 | 0.4122 | 2.2416 | 3 | 2022-01-01 | Elec | NG | 0.4927 | 2.6442 | 0.4122 | 2.2416 | 3 | 2022-01-01 | Elec | NG | 0.4927 | 2.6442 | 0.4122 | 2.2416 | 3 | 2022-01-01 | Elec | NG | 0.4927 | 2.6442 | 0.4122 | 2.2416 | 3 | 2022-01-01 | Elec | NG | 0.4927 | 2.6442 | 0.4122 | 2.2416 | 3 | 2022-01-01 | Elec | NG | 0.4927 | 2.6442 | 0.4122 | 2.2416 | 3 | 2022-01-01 | Elec | NG | 0.4927 | 2.6442 | 0.4122 | 2.2416 | 3 | 2022-01-01 | Elec | NG | 0.4927 | 2.6442 | 0.4122 | 2.2416 | 3 | 2022-01-01 | Elec | NG | 0.4927 | 2.6442 | 0.4122 | 2.2416 | 3 | 2022-01-01 | Elec | NG | 0.4927 | 2.6442 | 0.4122 | 2.2416 | 3 | 2022-01-01 | Elec | NG | 0.4927 | 2.6442 | 0.4122 | 2.2416 | 3 | 2022-01-01 | Elec | NG | 0.4927 | 2.6442 | 0.4122 | 2.2416 | 3 | 2022-01-01 | Elec | NG | 0.4927 | 2.6442 | 0.4122 | 2.2416 | 3 | 2022-01-01 | Elec | NG | 0.4927 | 2.6442 | 0.4122 | 2.2416 | 3 | 2022-01-01 | Elec | NG | 0.4927 | 2.6442 | 0.4122 | 2.2416 | 3 | 2022-01-01 | Elec | NG | 0.4927 | 2.6442 | 0.4122 | 2.2416 | 3 | 2022-01-01 | Elec | NG | 0.4927 | 2.6442 | 0.4122 | 2.2416 | 3 | 2022-01-01 | Elec | NG | 0.4927 | 2.6442 | 0.4122 | 2.2416 | 3 | 2022-01-01 | Elec | NG | 0.4927 | 2.6442 | 0.4122 | 2.2416 | 3 | 2022-01-01 | Elec | NG | 0.4927 | 2.6442 | 0.4122 | 2.2416 | 3 | 2022-01-01 | Elec | NG | 0.4927 | 2.6442 | 0.4122 | 2.2416 | 3 | 2022-01-01 | Elec | NG | 0.4927 | 2.6442 | 0.4122 | 2.2416 | 3 | 2022-01-01 | Elec | NG | 0.4927 | 2.6442 | 0.4122 | 2.2416 | 3 | 2022-01-01 | Elec | NG | 0.4927 | 2.6442 | 0.4122 | 2.2416 | 3 | 2022-01-01 | Elec | NG | 0.4927 | 2.6442 | 0.4122 | 2.2416 | 3 | 2022-01-01 | Elec | NG | 0.4927 | 2.6442 | 0.4122 | 2.2416 | 3 | 2022-01-01 | Elec | NG | 0.4927 | 2.6442 | 0.4122 | 2.2416 | 3 | 2022-01-01 | Elec | NG | 0.4927 | 2.6442 | 0.4122 | 2.2416 | 3 | 2022-01-01 | Elec | NG | 0.4927 | 2.6442 | 0.4122 | 2.2416 | 3 | 2022-01-01 | Elec | NG | 0.4927 | 2.6442 | 0.4122 | 2.2416 | 3 | 2022-01-01 | Elec | NG | 0.4927 | 2.6442 | 0.4122 | 2.2416 | 3 | 2022-01-01 | Elec | NG | 0.4927 | 2.6442 | 0.4122 | 2.2416 | 3 | 2022-01-01 | Elec | NG | 0.4927 | 2.6442 | 0.4122 | 2.2416 | 3 | 2022-01-01 | Elec | NG | 0.4927 | 2.6442 | 0.4122 | 2.2416 | 3 | 2022-01-01 | Elec | NG | 0.4927 | 2.6442 | 0.4122 | 2.2416 | 3 | 2022-01-01 | Elec | NG | 0.4927 | 2.6442 | 0.4122 | 2.2416 | 3 | 2022-01-01 | Elec | NG | 0.4927 | 2.6442 | 0.4122 | 2.2416 | 3 | 2022-01-01 | Elec | NG | 0.4927 | 2.6442 | 0.4122 | 2.2416 | 3 | 2022-01-01 | Elec | NG | 0.4927 | 2.6442 | 0.4122 | 2.2416 | 3 | 2022-01-01 | Elec | NG | 0.4927 | 2.6442 | 0.4122 | 2.2416 | 3 | 2022-01-01 | Elec | NG | 0.4927 | 2.6442 | 0.4122 | 2.2416 | 3 | 2022-01-01 | Elec | NG | 0.4927 | 2.6442 | 0.4122 | 2.2416 | 3 | 2022-01-01 | Elec | NG | 0.4927 | 2.6442 | 0.4122 | 2.2416 | 3 | 2022-01-01 | Elec | NG | 0.4927 | 2.6442 | 0.4122 | 2.2416 | 3 | 2022-01-01 | Elec | NG | 0.4927 | 2.6442 | 0.4122 | 2.2416 | 3 | 2022-01-01 | Elec | NG | 0.4927 | 2.6442 | 0.4122 | 2.2416 | 3 | 2022-01-01 | Elec | NG | 0.4927 | 2.6442 | 0.4122 | 2.2416 | 3 | 2022-01-01 | Elec | NG | 0.4927 | 2.6442 | 0.4122 | 2.2416 | 3 | 2022-01-01 | Elec | NG | 0.4927 | 2.6442 | 0.4122 | 2.2416 | 3 | 2022-01-01 | Elec | NG | 0.4927 | 2.6442 | 0.4122 | 2.2416 | 3 | 2022-01-01 | Elec | NG | 0.4927 | 2.6442 | 0.4122 | 2.2416 | 3 | 2022-01-01 | Elec | NG | 0.4927 | 2.6442 | 0.4122 | 2.2416 | 3 | 2022-01-01 | Elec | NG | 0.4927 | 2.6442 | 0.4122 | 2.2416 | 3 | 2022-01-01 | Elec | NG | 0.4927 | 2.6442 | 0.4122 | 2.2416 | 3 | 2022-01-01 | Elec | NG | 0.4927 | 2.6442 | 0.4122 | 2.2416 | 3 | 2022-01-01 | Elec | NG | 0.4927 | 2.6442 | 0.4122 | 2.2416 | 3 | 2022-01-01 | Elec | NG | 0.4927 | 2.6442 | 0.4122 | 2.2416 | 3 | 2022-01-01 | Elec | NG | 0.4927 | 2.6442 | 0.4122 | 2.2416 | 3 | 2022-01-01 | Elec | NG | 0.4927 | 2.6442 | 0.4122 | 2.2416 | 3 | 2022-01-01 | Elec | NG | 0.4927 | 2.6442 | 0.4122 | 2.2416 | 3 | 2022-01-01 | Elec | NG | 0.4927 | 2.6442 | 0.4122 | 2.2416 | 3 | 2022-01-01 | Elec | NG | 0.4927 | 2.6442 | 0.4122 | 2.2416 | 3 | 2022-01-01 | Elec | NG | 0.4927 | 2.6442 | 0.4122 | 2.2416 | 3 | 2022-01-01 | Elec | NG | 0.4927 | 2.6442 | 0.4122 | 2.2416 | 3 | 2022-01-01 | Elec | NG | 0.4927 | 2.6442 | 0.4122 | 2.2416 | 3 | 2022-01-01 | Elec | NG | 0.4927 | 2.6442 | 0.4122 | 2.2416 | 3 | 2022-01-01 | Elec | NG | 0.4927 | 2.6442 | 0.4122 | 2.2416 | 3 | 2022-01-01 | Elec | NG | 0.4927 | 2.6442 | 0.4122 | 2.2416 | 3 | 2022-01-01 | Elec | NG | 0.4927 | 2.6442 | 0.4122 | 2.2416 | 3 | 2022-01-01 | Elec | NG | 0.4927 | 2.6442 | 0.4122 | 2.2416 | 3 | 2022-01-01 | Elec | NG | 0.4927 | 2.6442 | 0.4122 | 2.2416 | 3 | 2022-01-01 | Elec | NG | 0.4927 | 2.6442 | 0.4122 | 2.2416 | 3 | 2022-01-01 | Elec | NG | 0.4927 | 2.6442 | 0.4122 | 2.2416 | 3 | 2022-01-01 | Elec | NG | 0.4927 | 2.6442 | 0.4122 | 2.2416 | 3 | 2022-01-01 | Elec | NG | 0.4927 | 2.6442 | 0.4122 | 2.2416 | 3 | 2022-01-01 | Elec | NG | 0.4927 | 2.6442 | 0.4122 | 2.2416 | 3 | 2022-01-01 | Elec | NG | 0.4927 | 2.6442 | 0.4122 | 2.2416 | 3 | 2022-01-01 | Elec | NG | 0.4927 | 2.6442 | 0.4122 | 2.2416 | 3 | 2022-01-01 | Elec | NG | 0.4927 | 2.6442 | 0.4122 | 2.2416 | 3 | 2022-01-01 | Elec | NG | 0.4927 | 2.6442 | 0.4122 | 2.2416 | 3 | 2022-01-01 | Elec | NG | 0.4927 | 2.6442 | 0.4122 | 2.2416 | 3 | 2022-01-01 | Elec | NG | 0.4927 | 2.6442 | 0.4122 | 2.2416 | 3 | 2022-01-01 | Elec | NG | 0.4927 | 2.6442 | 0.4122 | 2.2416 | 3 | 2022-01-01 | Elec | NG | 0.4927 | 2.6442 | 0.4122 | 2.2416 | 3 | 2022-01-01 | Elec | NG | 0.4927 | 2.6442 | 0.4122 | 2.2416 | 3 | 2022-01-01 | Elec | NG | 0.4927 | 2.6442 | 0.4122 | 2.2416 | 3 | 2022-01-01 | Elec | NG | 0.4927 | 2.6442 | 0.4122 | 2.2416 | 3 | 2022-01-01 | Elec | NG | 0.4927 | 2.6442 | 0.4122 | 2.2416 | 3 | 2022-01-01 | Elec | NG | 0.4927 | 2.6442 | 0.4122 | 2.2416 | 3 | 2022-01-01 | Elec | NG | 0.4927 | 2.6442 | 0.4122 | 2.2416 | 3 | 2022-01-01 | Elec | NG | 0.4927 | 2.6442 | 0.4122 | 2.2416 | 3 | 2022-01-01 | Elec | NG | 0.4927 | 2.6442 | 0.4122 | 2.2416 | 3 | 2022-01-01 | Elec | NG | 0.4927 | 2.6442 | 0.4122 | 2.2416 | 3 | 2022-01-01 | Elec | NG | 0.4927 | 2.6442 | 0.4122 | 2.2416 | 3 | 2022-01-01 | Elec | NG | 0.4927 | 2.6442 | 0.4122 | 2.2416 | 3 | 2022-01-01 | Elec | NG | 0.4927 | 2.6442 | 0.4122 | 2.2416 | 3 | 2022-01-01 | Elec | NG | 0.4927 | 2.6442 | 0.4122 | 2.2416 | 3 | 2022-01-01 | Elec | NG | 0.4927 | 2.6442 | 0.4122 | 2.2416 | 3 | 2022-01-01 | Elec | NG | 0.4927 | 2.6442 | 0.4122 | 2.2416 | 3 | 2022-01-01 | Elec | NG | 0.4927 | 2.6442 | 0.4122 | 2.2416 | 3 | 2022-01-01 | Elec | NG | 0.4927 | 2.6442 | 0.4122 | 2.2416 | 3 | 2022-01-01 | Elec | NG | 0.4927 | 2.6442 | 0.4122 | 2.2416 | 3 | 2022-01-01 | Elec | NG | 0.4927 | 2.6442 | 0.4122 | 2.2416 | 3 | 2022-01-01 | Elec | NG | 0.4927 | 2.6442 | 0.4122 | 2.2416 | 3 | 2022-01-01 | Elec | NG | 0.4927 | 2.6442 | 0.4122 | 2.2416 | 3 | 2022-01-01 | Elec | NG | 0.4927 | 2.6442 | 0.4122 | 2.2416 | 3 | 2022-01-01 | Elec | NG | 0.4927 | 2.6442 | 0.4122 | 2.2416 | 3 | 2022-01-01 | Elec | NG | 0.4927 | 2.6442 | 0.4122 | 2.2416 | 3 | 2022-01-01 | Elec | NG | 0.4927 | 2.6442 | 0.4122 | 2.2416 | 3 | 2022-01-01 | Elec | NG | 0.4927 | 2.6442 | 0.4122 | 2.2416 | 3 | 2022-01-01 | Elec | NG | 0.4927 | 2.6442 | 0.4122 | 2.2416 | 3 | 2022-01-01 | Elec | NG | 0.4927 | 2.6442 | 0.4122 | 2.2416 | 3 | 2022-01-01 | Elec | NG | 0.4927 | 2.6442 | 0.4122 | 2.2416 | 3 | 2022-01-01 | Elec | NG | 0.4927 | 2.6442 | 0.4122 | 2.2416 | 3 | 2022-01-01 | Elec | NG | 0.4927 | 2.6442 | 0.4122 | 2.2416 | 3 | 2022-01-01 | Elec | NG | 0.4927 | 2.6442 | 0.4122 | 2.2416 | 3 | 2022-01-01 | Elec | NG | 0.4927 | 2.6442 | 0.4122 | 2.2416 | 3 | 2022-01-01 | Elec | NG | 0.4927 | 2.6442 | 0.4122 | 2.2416 | 3 | 2022-01-01 | Elec | NG | 0.4927 | 2.6442 | 0.4122 | 2.2416 | 3 | 2022-01-01 | Elec | NG | 0.4927 | 2.6442 | 0.4122 | 2.2416 | 3 | 2022-01-01 | Elec | NG | 0.4927 | 2.6442 | 0.4122 | 2.2416 | 3 | 2022-01-01 | Elec | NG | 0.4927 | 2.6442 | 0.4122 | 2.2416 | 3 | 2022-01-01 | Elec | NG | 0.4927 | 2.6442 | 0.4122 | 2.2416 | 3 | 2022-01-01 | Elec | NG | 0.4927 | 2.6442 | 0.4122 | 2.2416 | 3 | 2022-01-01 | Elec | NG | 0.4927 | 2.6442 | 0.4122 | 2.2416 | 3 | 2022-01-01 | Elec | NG | 0.4927 | 2.6442 | 0.4122 | 2.2416 | 3 | 2022-01-01 | Elec | NG | 0.4927 | 2.6442 | 0.4122 | 2.2416 | 3 | 2022-01-01 | Elec | NG | 0.4927 | 2.6442 | 0.4122 | 2.2416 | 3 | 2022-01-01 | Elec | NG | 0.4927 | 2.6442 | 0.4122 | 2.2416 | 3 | 2022-01-01 | Elec | NG | 0.4927 | 2.6442 | 0.4122 | 2.2416 | 3 | 2022-01-01 | Elec | NG | 0.4927 | 2.6442 | 0.4122 | 2.2416 | 3 | 2022-01-01 | Elec | NG | 0.4927 | 2.6442 | 0.4122 | 2.2416 | 3 | 2022-01-01 | Elec | NG | 0.4927 | 2.6442 | 0.4122 | 2.2416 | 3 | 2022-01-01 | Elec | NG | 0.4927 | 2.6442 | 0.4122 | 2.2416 | 3 | 2022-01-01 | Elec | NG | 0.4927 | 2.6442 | 0.4122 | 2.2416 | 3 | 2022-01-01 | Elec | NG | 0.4927 | 2.6442 | 0.4122 | 2.2416 | 3 | 2022-01-01 | Elec | NG | 0.4927 | 2.6442 | 0.4122 | 2.2416 | 3 | 2022-01-01 | Elec | NG | 0.4927 | 2.6442 | 0.4122 | 2.2416 | 3 | 2022-01-01 | Elec | NG | 0.4927 | 2.6442 | 0.4122 | 2.2416 | 3 | 2022-01-01 | Elec | NG | 0.4927 | 2.6442 | 0.4122 | 2.2416 | 3 | 2022-01-01 | Elec | NG | 0.4927 | 2.6442 | 0.4122 | 2.2416 | 3 | 2022-01-01 | Elec | NG | 0.4927 | 2.6442 | 0.4122 | 2.2416 | 3 | 2022-01-01 | Elec | NG | 0.4927 | 2.6442 | 0.4122 | 2.2416 | 3 | 2022-01-01 | Elec | NG | 0.4927 | 2.6442 | 0.4122 | 2.2416 | 3 | 2022-01-01 | Elec | NG | 0.4927 | 2.6442 | 0.4122 | 2.2416 | 3 | 2022-01-01 | Elec | NG | 0.4927 | 2.6442 | 0.4122 | 2.2416 | 3 | 2022-01-01 | Elec | NG | 0.4927 | 2.6442 | 0.4122 | 2.2416 | 3 | 2022-01-01 | Elec | NG | 0.4927 | 2.6442 | 0.4122 | 2.2416 | 3 | 2022-01-01 | Elec | NG | 0.4927 | 2.6442 | 0.4122 | 2.2416 | 3 | 2022-01-01 | Elec | NG | 0.4927 | 2.6442 | 0.4122 | 2.2416 | 3 | 2022-01-01 | Elec | NG | 0.4927 | 2.6442 | 0.4122 | 2.2416 | 3 | 2022-01-01 | Elec | NG | 0.4927 | 2.6442 | 0.4122 | 2.2416 | 3 | 2022-01-01 | Elec | NG | 0.4927 | 2.6442 | 0.4122 | 2.2416 | 3 | 2022-01-01 | Elec | NG | 0.4927 | 2.6442 | 0.4122 | 2.2416 | 3 | 2022-01-01 | Elec | NG | 0.4927 | 2.6442 | 0.4122 | 2.2416 | 3 | 2022-01-01 | Elec | NG | 0.4927 | 2.6442 | 0.4122 | 2.2416 | 3 | 2022-01-01 | Elec | NG | 0.4927 | 2.6442 | 0.4122 | 2.2416 | 3 | 2022-01-01 | Elec | NG | 0.4927 | 2.6442 | 0.4122 | 2.2416 | 3 | 2022-01-01 | Elec | NG | 0.4927 | 2.6442 | 0.4122 | 2.2416 | 3 | 2022-01-01 | Elec | NG | 0.4927 | 2.6442 | 0.4122 | 2.2416 | 3 | 2022-01-01 | Elec | NG | 0.4927 | 2.6442 | 0.4122 | 2.2416 | 3 | 2022-01-01 | Elec | NG | 0.4927 | 2.6442 | 0.4122 | 2.2416 | 3 | 2022-01-01 | Elec | NG | 0.4927 | 2.6442 | 0.4122 | 2.2416 | 3 | 2022-01-01 | Elec | NG | 0.4927 | 2.6442 | 0.4122 | 2.2416 | 3 | 2022-01-01 | Elec | NG | 0.4927 | 2.6442 | 0.4122 | 2.2416 | 3 | 2022-01-01 | Elec | NG | 0.4927 | 2.6442 | 0.4122 | 2.2416 | 3 | 2022-01-01 | Elec | NG | 0.4927 | 2.6442 | 0.4122 | 2.2416 | 3 | 2022-01-01 | Elec | NG | 0.4927 | 2.6442 | 0.4122 | 2.2416 | 3 | 2022-01-01 | Elec | NG | 0.4927 | 2.6442 | 0.4122 | 2.2416 | 3 | 2022-01-01 | Elec | NG | 0.4927 | 2.6442 | 0.4122 | 2.2416 | 3 | 2022-01-01 | Elec | NG | 0.4927 | 2.6442 | 0.4122 | 2.2416 | 3 | 2022-01-01 | Elec | NG | 0.4927 | 2.6442 | 0.4122 | 2.2416 | 3 | 2022-01-01 | Elec | NG | 0.4927 | 2.6442 | 0.4122 | 2.2416 | 3 | 2022-01-01 | Elec | NG | 0.4927 | 2.6442 | 0.4122 | 2.2416 | 3 | 2022-01-01 | Elec | NG | 0.4927 | 2.6442 | 0.4122 | 2.2416 | 3 | 2022-01-01 | Elec | NG | 0.4927 | 2.6442 | 0.4122 | 2.2416 | 3 | 2022-01-01 | Elec | NG | 0.4927 | 2.6442 | 0.4122 | 2.2416 | 3 | 2022-01-01 | Elec | NG | 0.4927 | 2.6442 | 0.4122 | 2.2416 | 3 | 2022-01-01 | Elec | NG | 0.4927 | 2.6442 | 0.4122 | 2.2416 | 3 | 2022-01-01 | Elec | NG | 0.4927 | 2.6442 | 0.4122 | 2.2416 | 3 | 2022-01-01 | Elec | NG | 0.4927 | 2.6442 | 0.4122 | 2.2416 | 3 | 2022-01-01 | Elec | NG | 0.4927 | 2.6442 | 0.4122 | 2.2416 | 3 | 2022-01-01 | Elec | NG | 0.4927 | 2.6442 | 0.4122 | 2.2416 | 3 | 2022-01-01 | Elec | NG | 0.4927 | 2.6442 | 0.4122 | 2.2416 | 3 | 2022-01-01 | Elec | NG | 0.4927 | 2.6442 | 0.4122 | 2.2416 | 3 | 2022-01-01 | Elec | NG | 0.4927 | 2.6442 | 0.4122 | 2.2416 | 3 | 2022-01-01 | Elec | NG | 0.4927 | 2.6442 | 0.4122 | 2.2416 | 3 | 2022-01-01 | Elec | NG | 0.4927 | 2.6442 | 0.4122 | 2.2416 | 3 | 2022-01-01 | Elec | NG | 0.4927 | 2.6442 | 0.4122 | 2.2416 | 3 | 2022-01-01 | Elec | NG | 0.4927 | 2.6442 | 0.4122 | 2.2416 | 3 | 2022-01-01 | Elec | NG | 0.4927 | 2.6442 | 0.4122 | 2.2416 | 3 | 2022-01-01 | Elec | NG | 0.4927 | 2.6442 | 0.4122 | 2.2416 | 3 | 2022-01-01 | Elec | NG | 0.4927 | 2.6442 | 0.4122 | 2.2416 | 3 | 2022-01-01 | Elec | NG | 0.4927 | 2.6442 | 0.4122 | 2.2416 | 3 | 2022-01-01 | Elec | NG | 0.4927 | 2.6442 | 0.4122 | 2.2416 | 3 | 2022-01-01 | Elec | NG | 0.4927 | 2.6442 | 0.4122 | 2.2416 | 3 | 2022-01-01 | Elec | NG | 0.4927 | 2.6442 | 0.4122 | 2.2416 | 3 | 2022-01-01 | Elec | NG | 0.4927 | 2.6442 | 0.4122 | 2.2416 | 3 | 2022-01-01 | Elec | NG | 0.4927 | 2.6442 | 0.4122 | 2.2416 | 3 | 2022-01-01 | Elec | NG | 0.4927 | 2.6442 | 0.4122 | 2.2416 | 3 | 2022-01-01 | Elec | NG | 0.4927 | 2.6442 | 0.4122 | 2.2416 | 3 | 2022-01-01 | Elec | NG | 0.4927 | 2.6442 | 0.4122 | 2.2416 | 3 | 2022-01-01 | Elec | NG | 0.4927 | 2.6442 | 0.4122 | 2.2416 | 3 | 2022-01-01 | Elec | NG | 0.4927 | 2.6442 | 0.4122 | 2.2416 | 3 | 2022-01-01 | Elec | NG | 0.4927 | 2.6442 | 0.4122 | 2.2416 | 3 | 2022-01-01 | Elec | NG | 0.4927 | 2.6442 | 0.4122 | 2.2416 | 3 | 2022-01-01 | Elec | NG | 0.4927 | 2.6442 | 0.4122 | 2.2416 | 3 | 2022-01-01 | Elec | NG | 0.4927 | 2.6442 | 0.4122 | 2.2416 | 3 | 2022-01-01 | Elec | NG | 0.4927 | 2.6442 | 0.4122 | 2.2416 | 3 | 2022-01-01 | Elec | NG | 0.4927 | 2.6442 | 0.4122 | 2.2416 | 3 | 2022-01-01 | Elec | NG | 0.4927 | 2.6442 | 0.4122 | 2.2416 | 3 | 2022-01-01 | Elec | NG | 0.4927 | 2.6442 | 0.4122 | 2.2416 | 3 | 2022-01-01 | Elec | NG | 0.4927 | 2.6442 | 0.4122 | 2.2416 | 3 | 2022-01-01 | Elec | NG | 0.4927 | 2.6442 | 0.4122 | 2.2416 | 3 | 2022-01-01 | Elec | NG | 0.4927 | 2.6442 | 0.4122 | 2.2416 | 3 | 2022-01-01 | Elec | NG | 0.4927 | 2.6442 | 0.4122 | 2.2416 | 3 | 2022-01-01 | Elec | NG | 0.4927 | 2.6442 | 0.4122 | 2.2416 | 3 | 2022-01-01 | Elec | NG | 0.4927 | 2.6442 | 0.4122 | 2.2416 | 3 | 2022-01-01 | Elec | NG | 0.4927 | 2.6442 | 0.4122 | 2.2416 | 3 | 2022-01-01 | Elec | NG | 0.4927 | 2.6442 | 0.4122 | 2.2416 | 3 | 2022-01-01 | Elec | NG | 0.4927 | 2.6442 | 0.4122 | 2.2416 | 3 | 2022-01-01 | Elec | NG | 0.4927 | 2.6442 | 0.4122 | 2.2416 | 3 | 2022-01-01 | Elec | NG | 0.4927 | 2.6442 | 0.4122 | 2.2416 | 3 | 2022-01-01 | Elec | NG | 0.4927 | 2.6442 | 0.4122 | 2.2416 | 3 | 2022-01-01 | Elec | NG | 0.4927 | 2.6442 | 0.4122 | 2.2416 | 3 | 2022-01-01 | Elec | NG | 0.4927 | 2.6442 | 0.4122 | 2.2416 | 3 | 2022-01-01 | Elec | NG | 0.4927 | 2.6442 | 0.4122 | 2.2416 | 3 | 2022-01-01 | Elec | NG | 0.4927 | 2.6442 | 0.4122 | 2.2416 | 3 | 2022-01-01 | Elec | NG | 0.4927 | 2.6442 | 0.4122 | 2.2416 | 3 | 2022-01-01 | Elec | NG | 0.4927 | 2.6442 | 0.4122 | 2.2416 | 3 | 2022-01-01 | Elec | NG | 0.4927 | 2.6442 | 0.4122 | 2.2416 | 3 | 2022-01-01 | Elec | NG | 0.4927 | 2.6442 | 0.4122 | 2.2416 | 3 | 2022-01-01 | Elec | NG | 0.4927 | 2.6442 | 0.4122 | 2.2416 | 3 | 2022-01-01 | Elec | NG | 0.4927 | 2.6442 | 0.4122 | 2.2416 | 3 | 2022-01-01 | Elec | NG | 0.4927 | 2.6442 | 0.4122 | 2.2416 | 3 | 2022-01-01 | Elec | NG | 0.4927 | 2.6442 | 0.4122 | 2.2416 | 3 | 2022-01-01 | Elec | NG | 0.4927 | 2.6442 | 0.4122 | 2.2416 | 3 | 2022-01-01 | Elec | NG | 0.4927 | 2.6442 | 0.4122 | 2.2416 | 3 | 2022-01-01 | Elec | NG | 0.4927 | 2.6442 | 0.4122 | 2.2416 | 3 | 2022-01-01 | Elec | NG | 0.4927 | 2.6442 | 0.4122 | 2.2416 | 3 | 2022-01-01 | Elec | NG | 0.4927 | 2.6442 | 0.4122 | 2.2416 | 3 | 2022-01-01 | Elec | NG | 0.4927 | 2.6442 | 0.4122 | 2.2416 | 3 | 2022-01-01 | Elec | NG | 0.4927 | 2.6442 | 0.4122 | 2.2416 | 3 | 2022-01-01 | Elec | NG | 0.4927 | 2.6442 | 0.4122 | 2.2416 | 3 | 2022-01-01 | Elec | NG | 0.4927 | 2.6442 | 0.4122 | 2.2416 | 3 | 2022-01-01 | Elec | NG | 0.4927 | 2.6442 | 0.4122 | 2.2416 | 3 | 2022-01-01 | Elec | NG | 0.4927 | 2.6442 | 0.4122 | 2.2416 | 3 | 2022-01-01 | Elec | NG | 0.4927 | 2.6442 | 0.4122 | 2.2416 | 3 | 2022-01-01 | Elec | NG | 0.4927 | 2.6442 | 0.4122 | 2.2416 | 3 | 2022-01-01 | Elec | NG | 0.4927 | 2.6442 | 0.4122 | 2.2416 | 3 | 2022-01-01 | Elec | NG | 0.4927 | 2.6442 | 0.4122 | 2.2416 | 3 | 2022-01-01 | Elec | NG | 0.4927 | 2.6442 | 0.4122 | 2.2416 | 3 | 2022-01-01 | Elec | NG | 0.4927 | 2.6442 | 0.4122 | 2.2416 | 3 | 2022-01-01 | Elec | NG | 0.4927 | 2.6442 | 0.4122 | 2.2416 | 3 | 2022-01-01 | Elec | NG | 0.4927 | 2.6442 | 0.4122 | 2.2416 | 3 | 2022-01-01 | Elec | NG | 0.4927 | 2.6442 | 0.4122 | 2.2416 | 3 | 2022-01-01 | Elec | NG | 0.4927 | 2.6442 | 0.4122 | 2.2416 | 3 | 2022-01-01 | Elec | NG | 0.4927 | 2.6442 | 0.4122 | 2.2416 | 3 | 2022-01-01 | Elec | NG | 0.4927 | 2.6442 | 0.4122 | 2.2416 | 3 | 2022-01-01 | Elec | NG | 0.4927 | 2.6442 | 0.4122 | 2.2416 | 3 | 2022-01-01 | Elec | NG | 0.4927 | 2.6442 | 0.4122 | 2.2416 | 3 | 2022-01-01 | Elec | NG | 0.4927 | 2.6442 | 0.4122 | 2.2416 | 3 | 2022-01-01 | Elec | NG | 0.4927 | 2.6442 | 0.4122 | 2.2416 | 3 | 2022-01-01 | Elec | NG | 0.4927 | 2.6442 | 0.4122 | 2.2416 | 3 | 2022-01-01 | Elec | NG | 0.4927 | 2.6442 | 0.4122 | 2.2416 | 3 | 2022-01-01 | Elec | NG | 0.4927 | 2.6442 | 0.4122 | 2.2416 | 3 | 2022-01-01 | Elec | NG | 0.4927 | 2.6442 | 0.4122 | 2.2416 | 3 | 2022-01-01 | Elec | NG | 0.4927 | 2.6442 | 0.4122 | 2.2416 | 3 | 2022-01-01 | Elec | NG | 0.4927 | 2.6442 | 0.4122 | 2.2416 | 3 | 2022-01-01 | Elec | NG | 0.4927 | 2.6442 | 0.4122 | 2.2416 | 3 | 2022-01-01 | Elec | NG | 0.4927 | 2.6442 | 0.4122 | 2.2416 | 3 | 2022-01-01 | Elec | NG | 0.4927 | 2.6442 | 0.4122 | 2.2416 | 3 | 2022-01-01 | Elec | NG | 0.4927 | 2.6442 | 0.4122 | 2.2416 | 3 | 2022-01-01 | Elec | NG | 0.4927 | 2.6442 | 0.4122 | 2.2416 | 3 | 2022-01-01 | Elec | NG | 0.4927 | 2.6442 | 0.4122 | 2.2416 | 3 | 2022-01-01 | Elec | NG | 0.4927 | 2.6442 | 0.4122 | 2.2416 | 3 | 2022-01-01 | Elec | NG | 0.4927 | 2.6442 | 0.4122 | 2.2416 | 3 | 2022-01-01 | Elec | NG | 0.4927 | 2.6442 | 0.4122 | 2.2416 | 3 | 2022-01-01 | Elec | NG | 0.4927 | 2.6442 | 0.4122 | 2.2416 | 3 | 2022-01-01 | Elec | NG | 0.4927 | 2.6442 | 0.4122 | 2.2416 | 3 | 2022-01-01 | Elec | NG | 0.4927 | 2.6442 | 0.4122 | 2.2416 | 3 | 2022-01-01 | Elec | NG | 0.4927 | 2.6442 | 0.4122 | 2.2416 | 3 | 2022-01-01 | Elec | NG | 0.4927 | 2.6442 | 0.4122 | 2.2416 | 3 | 2022-01-01 | Elec | NG | 0.4927 | 2.6442 | 0.4122 | 2.2416 | 3 | 2022-01-01 | Elec | NG | 0.4927 | 2.6442 | 0.4122 | 2.2416 | 3 | 2022-01-01 | Elec | NG | 0.4927 | 2.6442 | 0.4122 | 2.2416 | 3 | 2022-01-01 | Elec | NG | 0.4927 | 2.6442 | 0.4122 | 2.2416 | 3 | 2022-01-01 | Elec | NG | 0.4927 | 2.6442 | 0.4122 | 2.2416 | 3 | 2022-01-01 | Elec | NG | 0.4927 | 2.6442 | 0.4122 | 2.2416 | 3 | 2022-01-01 | Elec | NG | 0.4927 | 2.6442 | 0.4122 | 2.2416 | 3 | 2022-01-01 | Elec | NG | 0.4927 | 2.6442 | 0.4122 | 2.2416 | 3 | 2022-01-01 | Elec | NG | 0.4927 | 2.6442 | 0.4122 | 2.2416 | 3 | 2022-01-01 | Elec | NG | 0.4927 | 2.6442 | 0.4122 | 2.2416 | 3 | 2022-01-01 | Elec | NG | 0.4927 | 2.6442 | 0.4122 | 2.2416 | 3 | 2022-01-01 | Elec | NG | 0.4927 | 2.6442 | 0.4122 | 2.2416 | 3 | 2022-01-01 | Elec | NG | 0.4927 | 2.6442 | 0.4122 | 2.2416 | 3 | 2022-01-01 | Elec | NG | 0.4927 | 2.6442 | 0.4122 | 2.2416 | 3 | 2022-01-01 | Elec | NG | 0.4927 | 2.6442 | 0.4122 | 2.2416 | 3 | 2022-01-01 | Elec | NG | 0.4927 | 2.6442 | 0.4122 | 2.2416 | 3 | 2022-01-01 | Elec | NG | 0.4927 | 2.6442 | 0.4122 | 2.2416 | 3 | 2022-01-01 | Elec | NG | 0.4927 | 2.6442 | 0.4122 | 2.2416 | 3 | 2022-01-01 | Elec | NG | 0.4927 | 2.6442 | 0.4122 | 2.2416 | 3 | 2022-01-01 | Elec | NG | 0.4927 | 2.6442 | 0.4122 | 2.2416 | 3 | 2022-01-01 | Elec | NG | 0.4927 | 2.6442 | 0.4122 | 2.2416 | 3 | 2022-01-01 | Elec | NG | 0.4927 | 2.6442 | 0.4122 | 2.2416 | 3 | 2022-01-01 | Elec | NG | 0.4927 | 2.6442 | 0.4122 | 2.2416 | 3 | 2022-01-01 | Elec | NG | 0.4927 | 2.6442 | 0.4122 | 2.2416 | 3 | 2022-01-01 | Elec | NG | 0.4927 | 2.6442 | 0.4122 | 2.2416 | 3 | 2022-01-01 | Elec | NG | 0.4927 | 2.6442 | 0.4122 | 2.2416 | 3 | 2022-01-01 | Elec | NG | 0.4927 | 2.6442 | 0.4122 | 2.2416 | 3 | 2022-01-01 | Elec | NG | 0.4927 | 2.6442 | 0.4122 | 2.2416 | 3 | 2022-01-01 | Elec | NG | 0.4927 | 2.6442 | 0.4122 | 2.2416 | 3 | 2022-01-01 | Elec | NG | 0.4927 | 2.6442 | 0.4122 | 2.2416 | 3 | 2022-01-01 | Elec | NG | 0.4927 | 2.6442 | 0.4122 | 2.2416 | 3 | 2022-01-01 | Elec | NG | 0.4927 | 2.6442 | 0.4122 | 2.2416 | 3 | 2022-01-01 | Elec | NG | 0.4927 | 2.6442 | 0.4122 | 2.2416 | 3 | 2022-01-01 | Elec | NG | 0.4927 | 2.6442 | 0.4122 | 2.2416 | 3 | 2022-01-01 | Elec | NG | 0.4927 | 2.6442 | 0.4122 | 2.2416 | 3 | 2022-01-01 | Elec | NG | 0.4927 | 2.6442 | 0.4122 | 2.2416 | 3 | 2022-01-01 | Elec | NG | 0.4927 | 2.6442 | 0.4122 | 2.2416 | 3 | 2022-01-01 | Elec | NG | 0.4927 | 2.6442 | 0.4122 | 2.2416 | 3 | 2022-01-01 | Elec | NG | 0.4927 | 2.6442 | 0.4122 | 2.2416 | 3 | 2022-01-01 | Elec | NG | 0.4927 | 2.6442 | 0.4122 | 2.2416 | 3 | 2022-01-01 | Elec | NG | 0.4927 | 2.6442 | 0.4122 | 2.2416 | 3 | 2022-01-01 | Elec | NG | 0.4927 | 2.6442 | 0.4122 | 2.2416 | 3 | 2022-01-01 | Elec | NG | 0.4927 | 2.6442 | 0.4122 | 2.2416 | 3 | 2022-01-01 | Elec | NG | 0.4927 | 2.6442 | 0.4122 | 2.2416 | 3 | 2022-01-01 | Elec | NG | 0.4927 | 2.6442 | 0.4122 | 2.2416 | 3 | 2022-01-01 | Elec | NG | 0.4927 | 2.6442 | 0.4122 | 2.2416 | 3 | 2022-01-01 | Elec | NG | 0.4927 | 2.6442 | 0.4122 | 2.2416 | 3 | 2022-01-01 | Elec | NG | 0.4927 | 2.6442 | 0.4122 | 2.2416 | 3 | 2022-01-01 | Elec | NG | 0.4927 | 2.6442 | 0.4122 | 2.2416 | 3 | 2022-01-01 | Elec | NG | 0.4927 | 2.6442 | 0.4122 | 2.2416 | 3 | 2022-01-01 | Elec | NG | 0.4927 | 2.6442 | 0.4122 | 2.2416 | 3 | 2022-01-01 | Elec | NG | 0.4927 | 2.6442 | 0.4122 | 2.2416 | 3 | 2022-01-01 | Elec | NG | 0.4927 | 2.6442 | 0.4122 | 2.2416 | 3 | 2022-01-01 | Elec | NG | 0.4927 | 2.6442 | 0.4122 | 2.2416 | 3 | 2022-01-01 | Elec | NG | 0.4927 | 2.6442 | 0.4122 | 2.2416 | 3 | 2022-01-01 | Elec | NG | 0.4927 | 2.6442 | 0.4122 | 2.2416 | 3 | 2022-01-01 | Elec | NG | 0.4927 | 2.6442 | 0.4122 | 2.2416 | 3 | 2022-01-01 | Elec | NG | 0.4927 | 2.6442 | 0.4122 | 2.2416 | 3 | 2022-01-01 | Elec | NG | 0.4927 | 2.6442 | 0.4122 | 2.2416 | 3 | 2022-01-01 | Elec | NG | 0.4927 | 2.6442 | 0.4122 | 2.2416 | 3 | 2022-01-01 | Elec | NG | 0.4927 | 2.6442 | 0.4122 | 2.2416 | 3 | 2022-01-01 | Elec | NG | 0.4927 | 2.6442 | 0.4122 | 2.2416 | 3 | 2022-01-01 | Elec | NG | 0.4927 | 2.6442 | 0.4122 | 2.2416 | 3 | 2022-01-01 | Elec | NG | 0.4927 | 2.6442 | 0.4122 | 2.2416 | 3 | 2022-01-01 | Elec | NG | 0.4927 | 2.6442 | 0.4122 | 2.2416 | 3 | 2022-01-01 | Elec | NG | 0.4927 | 2.6442 | 0.4122 | 2.2416 | 3 | 2022-01-01 | Elec | NG | 0.4927 | 2.6442 | 0.4122 | 2.2416 | 3 | 2022-01-01 | Elec | NG | 0.4927 | 2.6442 | 0.4122 | 2.2416 | 3 | 2022-01-01 | Elec | NG | 0.4927 | 2.6442 | 0.4122 | 2.2416 | 3 | 2022-01-01 | Elec | NG | 0.4927 | 2.6442 | 0.4122 | 2.2416 | 3 | 2022-01-01 | Elec | NG | 0.4927 | 2.6442 | 0.4122 | 2.2416 | 3 | 2022-01-01 | Elec | NG | 0.4927 | 2.6442 | 0.4122 | 2.2416 | 3 | 2022-01-01 | Elec | NG | 0.4927 | 2.6442 | 0.4122 | 2.2416 | 3 | 2022-01-01 | Elec | NG | 0.4927 | 2.6442 | 0.4122 | 2.2416 | 3 | 2022-01-01 | Elec | NG | 0.4927 | 2.6442 | 0.4122 | 2.2416 | 3 | 2022-01-01 | Elec | NG | 0.4927 | 2.6442 | 0.4122 | 2.2416 | 3 | 2022-01-01 | Elec | NG | 0.4927 | 2.6442 | 0.4122 | 2.2416 | 3 | 2022-01-01 | Elec | NG | 0.4927 | 2.6442 | 0.4122 | 2.2416 | 3 | 2022-01-01 | Elec | NG | 0.4927 | 2.6442 | 0.4122 | 2.2416 | 3 | 2022-01-01 | Elec | NG | 0.4927 | 2.6442 | 0.4122 | 2.2416 | 3 | 2022-01-01 | Elec | NG | 0.4927 | 2.6442 | 0.4122 | 2.2416 | 3 | 2022-01-01 | Elec | NG | 0.4927 | 2.6442 | 0.4122 | 2.2416 | 3 | 2022-01-01 | Elec | NG | 0.4927 | 2.6442 | 0.4122 | 2.2416 | 3 | 2022-01-01 | Elec | NG | 0.4927 | 2.6442 | 0.4122 | 2.2416 | 3 | 2022-01-01 | Elec | NG | 0.4927 | 2.6442 | 0.4122 | 2.2416 | 3 | 2022-01-01 | Elec | NG | 0.4927 | 2.6442 | 0.4122 | 2.2416 | 3 | 2022-01-01 | Elec | NG | 0.4927 | 2.6442 | 0.4122 | 2.2416 | 3 | 2022-01-01 | Elec | NG | 0.4927 | 2.6442 | 0.4122 | 2.2416 | 3 | 2022-01-01 | Elec | NG | 0.4927 | 2.6442 | 0.4122 | 2.2416 | 3 | 2022-01-01 | Elec | NG | 0.4927 | 2.6442 | 0.4122 | 2.2416 | 3 | 2022-01-01 | Elec | NG | 0.4927 | 2.6442 | 0.4122 | 2.2416 | 3 | 2022-01-01 | Elec | NG | 0.4927 | 2.6442 | 0.4122 | 2.2416 | 3 | 2022-01-01 | Elec | NG | 0.4927 | 2.6442 | 0.4122 | 2.2416 | 3 | 2022-01-01 | Elec | NG | 0.4927 | 2.6442 | 0.4122 | 2.2416 | 3 | 2022-01-01 | Elec | NG | 0.4927 | 2.6442 | 0.4122 | 2.2416 | 3 | 2022-01-01 | Elec | NG | 0.4927 | 2.6442 | 0.4122 | 2.2416 | 3 | 2022-01-01 | Elec | NG | 0.4927 | 2.6442 | 0.4122 | 2.2416 | 3 | 2022-01-01 | Elec | NG | 0.4927 | 2.6442 | 0.4122 | 2.2416 | 3 | 2022-01-01 | Elec | NG | 0.4927 | 2.6442 | 0.4122 | 2.2416 | 3 | 2022-01-01 | Elec | NG | 0.4927 | 2.6442 | 0.4122 | 2.2416 | 3 | 2022-01-01 | Elec | NG | 0.4927 | 2.6442 | 0.4122 | 2.2416 | 3 | 2022-01-01 | Elec | NG | 0.4927 | 2.6442 | 0.4122 | 2.2416 | 3 | 2022-01-01 | Elec | NG | 0.4927 | 2.6442 | 0.4122 | 2.2416 | 3 | 2022-01-01 | Elec | NG | 0.4927 | 2.6442 | 0.4122 | 2.2416 | 3 | 2022-01-01 | Elec | NG | 0.4927 | 2.6442 | 0.4122 | 2.2416 | 3 | 2022-01-01 | Elec | NG | 0.4927 | 2.6442 | 0.4122 | 2.2416 | 3 | 2022-01-01 | Elec | NG | 0.4927 | 2.6442 | 0.4122 | 2.2416 | 3 | 2022-01-01 | Elec | NG | 0.4927 | 2.6442 | 0.4122 | 2.2416 | 3 | 2022-01-01 | Elec | NG | 0.4927 | 2.6442 | 0.4122 | 2.2416 | 3 | 2022-01-01 | Elec | NG | 0.4927 | 2.6442 | 0.4122 | 2.2416 | 3 | 2022-01-01 | Elec | NG | 0.4927 | 2.6442 | 0.4122 | 2.2416 | 3 | 2022-01-01 | Elec | NG | 0.4927 | 2.6442 | 0.4122 | 2.2416 | 3 | 2022-01-01 | Elec | NG | 0.4927 | 2.6442 | 0.4122 | 2.2416 | 3 | 2022-01-01 | Elec | NG | 0.4927 | 2.6442 | 0.4122 | 2.2416 | 3 | 2022-01-01 | Elec | NG | 0.4927 | 2.6442 | 0.4122 | 2.2416 | 3 | 2022-01-01 | Elec | NG | 0.4927 | 2.6442 | 0.4122 | 2.2416 | 3 | 2022-01-01 | Elec | NG | 0.4927 | 2.6442 | 0.4122 | 2.2416 | 3 | 2022-01-01 | Elec | NG | 0.4927 | 2.6442 | 0.4122 | 2.2416 | 3 | 2022-01-01 | Elec | NG | 0.4927 | 2.6442 | 0.4122 | 2.2416 | 3 | 2022-01-01 | Elec | NG | 0.4927 | 2.6442 | 0.4122 | 2.2416 | 3 | 2022-01-01 | Elec | NG | 0.4927 | 2.6442 | 0.4122 | 2.2416 | 3 | 2022-01-01 | Elec | NG | 0.4927 | 2.6442 | 0.4122 | 2.2416 | 3 | 2022-01-01 | Elec | NG | 0.4927 | 2.6442 | 0.4122 | 2.2416 | 3 | 2022-01-01 | Elec | NG | 0.4927 | 2.6442 | 0.4122 | 2.2416 | 3 | 2022-01-01 | Elec | NG | 0.4927 | 2.6442 | 0.4122 | 2.2416 | 3 | 2022-01-01 | Elec | NG | 0.4927 | 2.6442 | 0.4122 | 2.2416 | 3 | 2022-01-01 | Elec | NG | 0.4927 | 2.6442 | 0.4122 | 2.2416 | 3 | 2022-01-01 | Elec | NG | 0.4927 | 2.6442 | 0.4122 | 2.2416 | 3 | 2022-01-01 | Elec | NG | 0.4927 | 2.6442 | 0.4122 | 2.2416 | 3 | 2022-01-01 | Elec | NG | 0.4927 | 2.6442 | 0.4122 | 2.2416 | 3 | 2022-01-01 | Elec | NG | 0.4927 | 2.6442 | 0.4122 | 2.2416 | 3 | 2022-01-01 | Elec | NG | 0.4927 | 2.6442 | 0.4122 | 2.2416 | 3 | 2022-01-01 | Elec | NG | 0.4927 | 2.6442 | 0.4122 | 2.2416 | 3 | 2022-01-01 | Elec | NG | 0.4927 | 2.6442 | 0.4122 | 2.2416 | 3 | 2022-01-01 | Elec | NG | 0.4927 | 2.6442 | 0.4122 | 2.2416 | 3 | 2022-01-01 | Elec | NG | 0.4927 | 2.6442 | 0.4122 | 2.2416 | 3 | 2022-01-01 | Elec | NG | 0.4927 | 2.6442 | 0.4122 | 2.2416 | 3 | 2022-01-01 | Elec | NG | 0.4927 | 2.6442 | 0.4122 | 2.2416 | 3 | 2022-01-01 | Elec | NG | 0.4927 | 2.6442 | 0.4122 | 2.2416 | 3 | 2022-01-01 | Elec | NG | 0.4927 | 2.6442 | 0.4122 | 2.2416 | 3 | 2022-01-01 | Elec | NG | 0.4927 | 2.6442 | 0.4122 | 2.2416 | 3 | 2022-01-01 | Elec | NG | 0.4927 | 2.6442 | 0.4122 | 2.2416 | 3 | 2022-01-01 | Elec | NG | 0.4927 | 2.6442 | 0.4122 | 2.2416 | 3 | 2022-01-01 | Elec | NG | 0.4927 | 2.6442 | 0.4122 | 2.2416 | 3 | 2022-01-01 | Elec | NG | 0.4927 | 2.6442 | 0.4122 | 2.2416 | 3 | 2022-01-01 | Elec | NG | 0.4927 | 2.6442 | 0.4122 | 2.2416 | 3 | 2022-01-01 | Elec | NG | 0.4927 | 2.6442 | 0.4122 | 2.2416 | 3 | 2022-01-01 | Elec | NG | 0.4927 | 2.6442 | 0.4122 | 2.2416 | 3 | 2022-01-01 | Elec | NG | 0.4927 | 2.6442 | 0.4122 | 2.2416 | 3 | 2022-01-01 | Elec | NG | 0.4927 | 2.6442 | 0.4122 | 2.2416 | 3 | 2022-01-01 | Elec | NG | 0.4927 | 2.6442 | 0.4122 | 2.2416 | 3 | 2022-01-01 | Elec | NG | 0.4927 | 2.6442 | 0.4122 | 2.2416 | 3 | 2022-01-01 | Elec | NG | 0.4927 | 2.6442 | 0.4122 | 2.2416 | 3 | 2022-01-01 | Elec | NG | 0.4927 | 2.6442 | 0.4122 | 2.2416 | 3 | 2022-01-01 | Elec | NG | 0.4927 | 2.6442 | 0.4122 | 2.2416 | 3 | 2022-01-01 | Elec | NG | 0.4927 | 2.6442 | 0.4122 | 2.2416 | 3 | 2022-01-01 | Elec | NG | 0.4927 | 2.6442 | 0.4122 | 2.2416 | 3 | 2022-01-01 | Elec | NG | 0.4927 | 2.6442 | 0.4122 | 2.2416 | 3 | 2022-01-01 | Elec | NG | 0.4927 | 2.6442 | 0.4122 | 2.2416 | 3 | 2022-01-01 | Elec | NG | 0.4927 | 2.6442 | 0.4122 | 2.2416 | 3 | 2022-01-01 | Elec | NG | 0.4927 | 2.6442 | 0.4122 | 2.2416 | 3 | 2022-01-01 | Elec | NG | 0.4927 | 2.6442 | 0.4122 | 2.2416 | 3 | 2022-01-01 | Elec | NG | 0.4927 | 2.6442 | 0.4122 | 2.2416 | 3 | 2022-01-01 | Elec | NG | 0.4927 | 2.6442 | 0.4122 | 2.2416 | 3 | 2022-01-01 | Elec | NG | 0.4927 | 2.6442 | 0.4122 | 2.2416 | 3 | 2022-01-01 | Elec | NG | 0.4927 | 2.6442 | 0.4122 | 2.2416 | 3 | 2022-01-01 | Elec | NG | 0.4927 | 2.6442 | 0.4122 | 2.2416 | 3 | 2022-01-01 | Elec | NG | 0.4927 | 2.6442 | 0.4122 | 2.2416 | 3 | 2022-01-01 | Elec | NG | 0.4927 | 2.6442 | 0.4122 | 2.2416 | 3 | 2022-01-01 | Elec | NG | 0.4927 | 2.6442 | 0.4122 | 2.2416 | 3 | 2022-01-01 | Elec | NG | 0.4927 | 2.6442 | 0.4122 | 2.2416 | 3 | 2022-01-01 | Elec | NG | 0.4927 | 2.6442 | 0.4122 | 2.2416 | 3 | 2022-01-01 | Elec | NG | 0.4927 | 2.6442 | 0.4122 | 2.2416 | 3 | 2022-01-01 | Elec | NG | 0.4927 | 2.6442 | 0.4122 | 2.2416 | 3 | 2022-01-01 | Elec | NG | 0.4927 | 2.6442 | 0.4122 | 2.2416 | 3 | 2022-01-01 | Elec | NG | 0.4927 | 2.6442 | 0.4122 | 2.2416 | 3 | 2022-01-01 | Elec | NG | 0.4927 | 2.6442 | 0.4122 | 2.2416 | 3 | 2022-01-01 | Elec | NG | 0.4927 | 2.6442 | 0.4122 | 2.2416 | 3 | 2022-01-01 | Elec | NG | 0.4927 | 2.6442 | 0.4122 | 2.2416 | 3 | 2022-01-01 | Elec | NG | 0.4927 | 2.6442 | 0.4122 | 2.2416 | 3 | 2022-01-01 | Elec | NG | 0.4927 | 2.6442 | 0.4122 | 2.2416 | 3 | 2022-01-01 | Elec | NG | 0.4927 | 2.6442 | 0.4122 | 2.2416 | 3 | 2022-01-01 | Elec | NG | 0.4927 | 2.6442 | 0.4122 | 2.2416 | 3 | 2022-01-01 | Elec | NG | 0.4927 | 2.6442 | 0.4122 | 2.2416 | 3 | 2022-01-01 | Elec | NG | 0.4927 | 2.6442 | 0.4122 | 2.2416 | 3 | 2022-01-01 | Elec | NG | 0.4927 | 2.6442 | 0.4122 | 2.2416 | 3 | 2022-01-01 | Elec | NG | 0.4927 | 2.6442 | 0.4122 | 2.2416 | 3 | 2022-01-01 | Elec | NG | 0.4927 | 2.6442 | 0.4122 | 2.2416 | 3 | 2022-01-01 | Elec | NG | 0.4927 | 2.6442 | 0.4122 | 2.2416 | 3 | 2022-01-01 | Elec | NG | 0.4927 | 2.6442 | 0.4122 | 2.2416 | 3 | 2022-01-01 | Elec | NG | 0.4927 | 2.6442 | 0.4122 | 2.2416 | 3 | 2022-01-01 | Elec | NG | 0.4927 | 2.6442 | 0.4122 | 2.2416 | 3 | 2022-01-01 | Elec | NG | 0.4927 | 2.6442 | 0.4122 | 2.2416 | 3 | 2022-01-01 | Elec | NG | 0.4927 | 2.6442 | 0.4122 | 2.2416 | 3 | 2022-01-01 | Elec | NG | 0.4927 | 2.6442 | 0.4122 | 2.2416 | 3 | 2022-01-01 | Elec | NG | 0.4927 | 2.6442 | 0.4122 | 2.2416 | 3 | 2022-01-01 | Elec | NG | 0.4927 | 2.6442 | 0.4122 | 2.2416 | 3 | 2022-01-01 | Elec | NG | 0.4927 | 2.6442 | 0.4122 | 2.2416 | 3 | 2022-01-01 | Elec | NG | 0.4927 | 2.6442 | 0.4122 | 2.2416 | 3 | 2022-01-01 | Elec | NG | 0.4927 | 2.6442 | 0.4122 | 2.2416 | 3 | 2022-01-01 | Elec | NG | 0.4927 | 2.6442 | 0.4122 | 2.2416 | 3 | 2022-01-01 | Elec | NG | 0.4927 | 2.6442 | 0.4122 | 2.2416 | 3 | 2022-01-01 | Elec | NG | 0.4927 | 2.6442 | 0.4122 | 2.2416 | 3 | 2022-01-01 | Elec | NG | 0.4927 | 2.6442 | 0.4122 | 2.2416 | 3 | 2022-01-01 | Elec | NG | 0.4927 | 2.6442 | 0.4122 | 2.2416 | 3 | 2022-01-01 | Elec | NG | 0.4927 | 2.6442 | 0.4122 | 2.2416 | 3 | 2022-01-01 | Elec | NG | 0.4927 | 2.6442 | 0.4122 | 2.2416 | 3 | 2022-01-01 | Elec | NG | 0.4927 | 2.6442 | 0.4122 | 2.2416 | 3 | 2022-01-01 | Elec | NG | 0.4927 | 2.6442 | 0.4122 | 2.2416 | 3 | 2022-01-01 | Elec | NG | 0.4927 | 2.6442 | 0.4122 | 2.2416 | 3 | 2022-01-01 | Elec | NG | 0.4927 | 2.6442 | 0.4122 | 2.2416 | 3 | 2022-01-01 | Elec | NG | 0.4927 | 2.6442 | 0.4122 | 2.2416 | 3 | 2022-01-01 | Elec | NG | 0.4927 | 2.6442 | 0.4122 | 2.2416 | 3 | 2022-01-01 | Elec | NG | 0.4927 | 2.6442 | 0.4122 | 2.2416 | 3 | 2022-01-01 | Elec | NG | 0.4927 | 2.6442 | 0.4122 | 2.2416 | 3 | 2022-01-01 | Elec | NG | 0.4927 | 2.6442 | 0.4122 | 2.2416 | 3 | 2022-01-01 | Elec | NG | 0.4927 | 2.6442 | 0.4122 | 2.2416 | 3 | 2022-01-01 | Elec | NG | 0.4927 | 2.6442 | 0.4122 | 2.2416 | 3 | 2022-01-01 | Elec | NG | 0.4927 | 2.6442 | 0.4122 | 2.2416 | 3 | 2022-01-01 | Elec | NG | 0.4927 | 2.6442 | 0.4122 | 2.2416 | 3 | 2022-01-01 | Elec | NG | 0.4927 | 2.6442 | 0.4122 | 2.2416 | 3 | 2022-01-01 | Elec | NG | 0.4927 | 2.6442 | 0.4122 | 2.2416 | 3 | 2022-01-01 | Elec | NG | 0.4927 | 2.6442 | 0.4122 | 2.2416 | 3 | 2022-01-01 | Elec | NG | 0.4927 | 2.6442 | 0.4122 | 2.2416 | 3 | 2022-01-01 | Elec | NG | 0.4927 | 2.6442 | 0.4122 | 2.2416 | 3 | 2022-01-01 | Elec | NG | 0.4927 | 2.6442 | 0.4122 | 2.2416 | 3 | 2022-01-01 | Elec | NG | 0.4927 | 2.6442 | 0.4122 | 2.2416 | 3 | 2022-01-01 | Elec | NG | 0.4927 | 2.6442 | 0.4122 | 2.2416 | 3 | 2022-01-01 | Elec | NG | 0.4927 | 2.6442 | 0.4122 | 2.2416 | 3 | 2022-01-01 | Elec | NG | 0.4927 | 2.6442 | 0.4122 | 2.2416 | 3 | 2022-01-01 | Elec | NG | 0.4927 | 2.6442 | 0.4122 | 2.2416 | 3 | 2022-01-01 | Elec | NG | 0.4927 | 2.6442 | 0.4122 | 2.2416 | 3 | 2022-01-01 | Elec | NG | 0.4927 | 2.6442 | 0.4122 | 2.2416 | 3 | 2022-01-01 | Elec | NG | 0.4927 | 2.6442 | 0.4122 | 2.2416 | 3 | 2022-01-01 | Elec | NG | 0.4927 | 2.6442 | 0.4122 | 2.2416 | 3 | 2022-01-01 | Elec | NG | 0.4927 | 2.6442 | 0.4122 | 2.2416 | 3 | 2022-01-01 | Elec | NG | 0.4927 | 2.6442 | 0.4122 | 2.2416 | 3 | 2022-01-01 | Elec | NG | 0.4927 | 2.6442 | 0.4122 | 2.2416 | 3 | 2022-01-01 | Elec | NG | 0.4927 | 2.6442 | 0.4122 | 2.2416 | 3 | 2022-01-01 | Elec | NG | 0.4927 | 2.6442 | 0.4122 | 2.2416 | 3 | 2022-01-01 | Elec | NG | 0.4927 | 2.6442 | 0.4122 | 2.2416 | 3 | 2022-01-01 | Elec | NG | 0.4927 | 2.6442 | 0.4122 | 2.2416 | 3 | 2022-01-01 | Elec | NG | 0.4927 | 2.6442 | 0.4122 | 2.2416 | 3 | 2022-01-01 | Elec | NG | 0.4927 | 2.6442 | 0.4122 | 2.2416 | 3 | 2022-01-01 | Elec | NG | 0.4927 | 2.6442 | 0.4122 | 2.2416 | 3 | 2022-01-01 | Elec | NG | 0.4927 | 2.6442 | 0.4122 | 2.2416 | 3 | 2022-01-01 | Elec | NG | 0.4927 | 2.6442 | 0.4122 | 2.2416 | 3 | 2022-01-01 | Elec | NG | 0.4927 | 2.6442 | 0.4122 | 2.2416 | 3 | 2022-01-01 | Elec | NG | 0.4927 | 2.6442 | 0.4122 | 2.2416 | 3 | 2022-01-01 | Elec | NG | 0.4927 | 2.6442 | 0.4122 | 2.2416 | 3 | 2022-01-01 | Elec | NG | 0.4927 | 2.6442 | 0.4122 | 2.2416 | 3 | 2022-01-01 | Elec | NG | 0.4927 | 2.6442 | 0.4122 | 2.2416 | 3 | 2022-01-01 | Elec | NG | 0.4927 | 2.6442 | 0.4122 | 2.2416 | 3 | 2022-01-01 | Elec | NG | 0.4927 | 2.6442 | 0.4122 | 2.2416 | 3 | 2022-01-01 | Elec | NG | 0.4927 | 2.6442 | 0.4122 | 2.2416 | 3 | 2022-01-01 | Elec | NG | 0.4927 | 2.6442 | 0.4122 | 2.2416 | 3 | 2022-01-01 | Elec | NG | 0.4927 | 2.6442 | 0.4122 | 2.2416 | 3 | 2022-01-01 | Elec | NG | 0.4927 | 2.6442 | 0.4122 | 2.2416 | 3 | 2022-01-01 | Elec | NG | 0.4927 | 2.6442 | 0.4122 | 2.2416 | 3 | 2022-01-01 | Elec | NG | 0.4927 | 2.6442 | 0.4122 | 2.2416 | 3 | 2022-01-01 | Elec | NG | 0.4927 | 2.6442 | 0.4122 | 2.2416 | 3 | 2022-01-01 | Elec | NG | 0.4927 | 2.6442 | 0.4122 | 2.2416 | 3 | 2022-01-01 | Elec | NG | 0.4927 | 2.6442 | 0.4122 | 2.2416 | 3 | 2022-01-01 | Elec | NG | 0.4927 | 2.6442 | 0.4122 | 2.2416 | 3 | 2022-01-01 | Elec | NG | 0.4927 | 2.6442 | 0.4122 | 2.2416 | 3 | 2022-01-01 | Elec | NG | 0.4927 | 2.6442 | 0.4122 | 2.2416 | 3 | 2022-01-01 | Elec | NG | 0.4927 | 2.6442 | 0.4122 | 2.2416 | 3 | 2022-01-01 | Elec | NG | 0.4927 | 2.6442 | 0.4122 | 2.2416 | 3 | 2022-01-01 | Elec | NG | 0.4927 | 2.6442 | 0.4122 | 2.2416 | 3 | 2022-01-01 | Elec | NG | 0.4927 | 2.6442 | 0.4122 | 2.2416 | 3 | 2022-01-01 | Elec | NG | 0.4927 | 2.6442 | 0.4122 | 2.2416 | 3 | 2022-01-01 | Elec | NG | 0.4927 | 2.6442 | 0.4122 | 2.2416 | 3 | 2022-01-01 | Elec | NG | 0.4927 | 2.6442 | 0.4122 | 2.2416 | 3 | 2022-01-01 | Elec | NG | 0.4927 | 2.6442 | 0.4122 | 2.2416 | 3 | 2022-01-01 | Elec | NG | 0.4927 | 2.6442 | 0.4122 | 2.2416 | 3 | 2022-01-01 | Elec | NG | 0.4927 | 2.6442 | 0.4122 | 2.2416 | 3 | 2022-01-01 | Elec | NG | 0.4927 | 2.6442 | 0.4122 | 2.2416 | 3 | 2022-01-01 | Elec | NG | 0.4927 | 2.6442 | 0.4122 | 2.2416 | 3 | 2022-01-01 | Elec | NG | 0.4927 | 2.6442 | 0.4122 | 2.2416 | 3 | 2022-01-01 | Elec | NG | 0.4927 | 2.6442 | 0.4122 | 2.2416 | 3 | 2022-01-01 | Elec | NG | 0.4927 | 2.6442 | 0.4122 | 2.2416 | 3 | 2022-01-01 | Elec | NG | 0.4927 | 2.6442 | 0.4122 | 2.2416 | 3 | 2022-01-01 | Elec | NG | 0.4927 | 2.6442 | 0.4122 | 2.2416 | 3 | 2022-01-01 | Elec | NG | 0.4927 | 2.6442 | 0.4122 | 2.2416 | 3 | 2022-01-01 | Elec | NG | 0.4927 | 2.6442 | 0.4122 | 2.2416 | 3 | 2022-01-01 | Elec | NG | 0.4927 | 2.6442 | 0.4122 | 2.2416 | 3 | 2022-01-01 | Elec | NG | 0.4927 | 2.6442 | 0.4122 | 2.2416 | 3 | 2022-01-01 | Elec | NG | 0.4927 | 2.6442 | 0.4122 | 2.2416 | 3 | 2022-01-01 | Elec | NG | 0.4927 | 2.6442 | 0.4122 | 2.2416 | 3 | 2022-01-01 | Elec | NG | 0.4927 | 2.6442 | 0.4122 | 2.2416 | 3 | 2022-01-01 | Elec | NG | 0.4927 | 2.6442 | 0.4122 | 2.2416 | 3 | 2022-01-01 | Elec | NG | 0.4927 | 2.6442 | 0.4122 | 2.2416 | 3 | 2022-01-01 | Elec | NG | 0.4927 | 2.6442 | 0.4122 | 2.2416 | 3 | 2022-01-01 | Elec | NG | 0.4927 | 2.6442 | 0.4122 | 2.2416 | 3 | 2022-01-01 | Elec | NG | 0.4927 | 2.6442 | 0.4122 | 2.2416 | 3 | 2022-01-01 | Elec | NG | 0.4927 | 2.6442 | 0.4122 | 2.2416 | 3 | 2022-01-01 | Elec | NG | 0.4927 | 2.6442 | 0.4122 | 2.2416 | 3 | 2022-01-01 | Elec | NG | 0.4927 | 2.6442 | 0.4122 | 2.2416 | 3 | 2022-01-01 | Elec | NG | 0.4927 | 2.6442 | 0.4122 | 2.2416 | 3 | 2022-01-01 | Elec | NG | 0.4927 | 2.6442 | 0.4122 | 2.2416 | 3 | 2022-01-01 | Elec | NG | 0.4927 | 2.6442 | 0.4122 | 2.2416 | 3 | 2022-01-01 | Elec | NG | 0.4927 | 2.6442 | 0.4122 | 2.2416 | 3 | 2022-01-01 | Elec | NG | 0.4927 | 2.6442 | 0.4122 | 2.2416 | 3 | 2022-01-01 | Elec | NG | 0.4927 | 2.6442 | 0.4122 | 2.2416 | 3 | 2022-01-01 | Elec | NG | 0.4927 | 2.6442 | 0.4122 | 2.2416 | 3 | 2022-01-01 | Elec | NG | 0.4927 | 2.6442 | 0.4122 | 2.2416 | 3 | 2022-01-01 | Elec | NG | 0.4927 | 2.6442 | 0.4122 | 2.2416 | 3 | 2022-01-01 | Elec | NG | 0.4927 | 2.6442 | 0.4122 | 2.2416 | 3 | 2022-01-01 | Elec | NG | 0.4927 | 2.6442 | 0.4122 | 2.2416 | 3 | 2022-01-01 | Elec | NG | 0.4927 | 2.6442 | 0.4122 | 2.2416 | 3 | 2022-01-01 | Elec | NG | 0.4927 | 2.6442 | 0.4122 | 2.2416 | 3 | 2022-01-01 | Elec | NG | 0.4927 | 2.6442 | 0.4122 | 2.2416 | 3 | 2022-01-01 | Elec | NG | 0.4927 | 2.6442 | 0.4122 | 2.2416 | 3 | 2022-01-01 | Elec | NG | 0.4927 | 2.6442 | 0.4122 | 2.2416 | 3 | 2022-01-01 | Elec | NG | 0.4927 | 2.6442 | 0.4122 | 2.2416 | 3 | 2022-01-01 | Elec | NG | 0.4927 | 2.6442 | 0.4122 | 2.2416 | 3 | 2022-01-01 | Elec | NG | 0.4927 | 2.6442 | 0.4122 | 2.2416 | 3 | 2022-01-01 | Elec | NG | 0.4927 | 2.6442 | 0.4122 | 2.2416 | 3 | 2022-01-01 | Elec | NG | 0.4927 | 2.6442 | 0.4122 | 2.2416 | 3 | 2022-01-01 | Elec | NG | 0.4927 | 2.6442 | 0.4122 | 2.2416 | 3 | 2022-01-01 | Elec | NG | 0.4927 | 2.6442 | 0.4122 | 2.2416 | 3 | 2022-01-01 | Elec | NG | 0.4927 | 2.6442 | 0.4122 | 2.2416 | 3 | 2022-01-01 | Elec | NG | 0.4927 | 2.6442 | 0.4122 | 2.2416 | 3 | 2022-01-01 | Elec | NG | 0.4927 | 2.6442 | 0.4122 | 2.2416 | 3 | 2022-01-01 | Elec | NG | 0.4927 | 2.6442 | 0.4122 | 2.2416 | 3 | 2022-01-01 | Elec | NG | 0.4927 | 2.6442 | 0.4122 | 2.2416 | 3 | 2022-01-01 | Elec | NG | 0.4927 | 2.6442 | 0.4122 | 2.2416 | 3 | 2022-01-01 | Elec | NG | 0.4927 | 2.6442 | 0.4122 | 2.2416 | 3 | 2022-01-01 | Elec | NG | 0.4927 | 2.6442 | 0.4122 | 2.2416 | 3 | 2022-01-01 | Elec | NG | 0.4927 | 2.6442 | 0.4122 | 2.2416 | 3 | 2022-01-01 | Elec | NG | 0.4927 | 2.6442 | 0.4122 | 2.2416 | 3 | 2022-01-01 | Elec | NG | 0.4927 | 2.6442 | 0.4122 | 2.2416 | 3 | 2022-01-01 | Elec | NG | 0.4927 | 2.6442 | 0.4122 | 2.2416 | 3 | 2022-01-01 | Elec | NG | 0.4927 | 2.6442 | 0.4122 | 2.2416 | 3 | 2022-01-01 | Elec | NG | 0.4927 | 2.6442 | 0.4122 | 2.2416 | 3 | 2022-01-01 | Elec | NG | 0.4927 | 2.6442 | 0.4122 | 2.2416 | 3 | 2022-01-01 | Elec | NG | 0.4927 | 2.6442 | 0.4122 | 2.2416 | 3 | 2022-01-01 | Elec | NG | 0.4927 | 2.6442 | 0.4122 | 2.2416 | 3 | 2022-01-01 | Elec | NG | 0.4927 | 2.6442 | 0.4122 | 2.2416 | 3 | 2022-01-01 | Elec | NG | 0.4927 | 2.6442 | 0.4122 | 2.2416 | 3 | 2022-01-01 | Elec | NG | 0.4927 | 2.6442 | 0.4122 | 2.2416 | 3 | 2022-01-01 | Elec | NG | 0.4927 | 2.6442 | 0.4122 | 2.2416 | 3 | 2022-01-01 | Elec | NG | 0.4927 | 2.6442 | 0.4122 | 2.2416 | 3 | 2022-01-01 | Elec | NG | 0.4927 | 2.6442 | 0.4122 | 2.2416 | 3 | 2022-01-01 | Elec | NG | 0.4927 | 2.6442 | 0.4122 | 2.2416 | 3 | 2022-01-01 | Elec | NG | 0.4927 | 2.6442 | 0.4122 | 2.2416 | 3 | 2022-01-01 | Elec | NG | 0.4927 | 2.6442 | 0.4122 | 2.2416 | 3 | 2022-01-01 | Elec | NG | 0.4927 | 2.6442 | 0.4122 | 2.2416 | 3 | 2022-01-01 | Elec | NG | 0.4927 | 2.6442 | 0.4122 | 2.2416 | 3 | 2022-01-01 | Elec | NG | 0.4927 | 2.6442 | 0.4122 | 2.2416 | 3 | 2022-01-01 | Elec | NG | 0.4927 | 2.6442 | 0.4122 | 2.2416 | 3 | 2022-01-01 | Elec | NG | 0.4927 | 2.6442 | 0.4122 | 2.2416 | 3 | 2022-01-01 | Elec | NG | 0.4927 | 2.6442 | 0.4122 | 2.2416 | 3 | 2022-01-01 | Elec | NG | 0.4927 | 2.6442 | 0.4122 | 2.2416 | 3 | 2022-01-01 | Elec | NG | 0.4927 | 2.6442 | 0.4122 | 2.2416 | 3 | 2022-01-01 | Elec | NG | 0.4927 | 2.6442 | 0.4122 | 2.2416 | 3 | 2022-01-01 | Elec | NG | 0.4927 | 2.6442 | 0.4122 | 2.2416 | 3 | 2022-01-01 | Elec | NG | 0.4927 | 2.6442 | 0.4122 | 2.2416 | 3 | 2022-01-01 | Elec | NG | 0.4927 | 2.6442 | 0.4122 | 2.2416 | 3 | 2022-01-01 | Elec | NG | 0.4927 | 2.6442 | 0.4122 | 2.2416 | 3 | 2022-01-01 | Elec | NG | 0.4927 | 2.6442 | 0.4122 | 2.2416 | 3 | 2022-01-01 | Elec | NG | 0.4927 | 2.6442 | 0.4122 | 2.2416 | 3 | 2022-01-01 | Elec | NG | 0.4927 | 2.6442 | 0.4122 | 2.2416 | 3 | 2022-01-01 | Elec | NG | 0.4927 | 2.6442 | 0.4122 | 2.2416 | 3 | 2022-01-01 | Elec | NG | 0.4927 | 2.6442 | 0.4122 | 2.2416 | 3 | 2022-01-01 | Elec | NG | 0.4927 | 2.6442 | 0.4122 | 2.2416 | 3 | 2022-01-01 | Elec | NG | 0.4927 | 2.6442 | 0.4122 | 2.2416 | 3 | 2022-01-01 | Elec | NG | 0.4927 | 2.6442 | 0.4122 | 2.2416 | 3 | 2022-01-01 | Elec | NG | 0.4927 | 2.6442 | 0.4122 | 2.2416 | 3 | 2022-01-01 | Elec | NG | 0.4927 | 2.6442 | 0.4122 | 2.2416 | 3 | 2022-01-01 | Elec | NG | 0.4927 | 2.6442 | 0.4122 | 2.2416 | 3 | 2022-01-01 | Elec | NG | 0.4927 | 2.6442 | 0.4122 | 2.2416 | 3 | 2022-01-01 | Elec | NG | 0.4927 | 2.6442 | 0.4122 | 2.2416 | 3 | 2022-01-01 | Elec | NG | 0.4927 | 2.6442 | 0.4122 | 2.2416 | 3 | 2022-01-01 | Elec | NG | 0.4927 | 2.6442 | 0.4122 | 2.2416 | 3 | 2022-01-01 | Elec | NG | 0.4927 | 2.6442 | 0.4122 | 2.2416 | 3 | 2022-01-01 | Elec | NG | 0.4927 | 2.6442 | 0.4122 | 2.2416 | 3 | 2022-01-01 | Elec | NG | 0.4927 | 2.6442 | 0.4122 | 2.2416 | 3 | 2022-01-01 | Elec | NG | 0.4927 | 2.6442 | 0.4122 | 2.2416 | 3 | 2022-01-01 | Elec | NG | 0.4927 | 2.6442 | 0.4122 | 2.2416 | 3 | 2022-01-01 | Elec | NG | 0.4927 | 2.6442 | 0.4122 | 2.2416 | 3 | 2022-01-01 | Elec | NG | 0.4927 | 2.6442 | 0.4122 | 2.2416 | 3 | 2022-01-01 | Elec | NG | 0.4927 | 2.6442 | 0.4122 | 2.2416 | 3 | 2022-01-01 | Elec | NG | 0.4927 | 2.6442 | 0.4122 | 2.2416 | 3 | 2022-01-01 | Elec | NG | 0.4927 | 2.6442 | 0.4122 | 2.2416 | 3 | 2022-01-01 | Elec | NG | 0.4927 | 2.6442 | 0.4122 | 2.2416 | 3 | 2022-01-01 | Elec | NG | 0.4927 | 2.6442 | 0.4122 | 2.2416 | 3 | 2022-01-01 | Elec | NG | 0.4927 | 2.6442 | 0.4122 | 2.2416 | 3 | 2022-01-01 | Elec | NG | 0.4927 | 2.6442 | 0.4122 | 2.2416 | 3 | 2022-01-01 | Elec | NG | 0.4927 | 2.6442 | 0.4122 | 2.2416 | 3 | 2022-01-01 | Elec | NG | 0.4927 | 2.6442 | 0.4122 | 2.2416 | 3 | 2022-01-01 | Elec | NG | 0.4927 | 2.6442 | 0.4122 | 2.2416 | 3 | 2022-01-01 | Elec | NG | 0.4927 | 2.6442 | 0.4122 | 2.2416 | 3 | 2022-01-01 | Elec | NG | 0.4927 | 2.6442 | 0.4122 | 2.2416 | 3 | 2022-01-01 | Elec | NG | 0.4927 | 2.6442 | 0.4122 | 2.2416 | 3 | 2022-01-01 | Elec | NG | 0.4927 | 2.6442 | 0.4122 | 2.2416 | 3 | 2022-01-01 | Elec | NG | 0.4927 | 2.6442 | 0.4122 | 2.2416 | 3 | 2022-01-01 | Elec | NG | 0.4927 | 2.6442 | 0.4122 | 2.2416 | 3 | 2022-01-01 | Elec | NG | 0.4927 | 2.6442 | 0.4122 | 2.2416 | 3 | 2022-01-01 | Elec | NG | 0.4927 | 2.6442 | 0.4122 | 2.2416 | 3 | 2022-01-01 | Elec | NG | 0.4927 | 2.6442 | 0.4122 | 2.2416 | 3 | 2022-01-01 | Elec | NG | 0.4927 | 2.6442 | 0.4122 | 2.2416 | 3 | 2022-01-01 | Elec | NG | 0.4927 | 2.6442 | 0.4122 | 2.2416 | 3 | 2022-01-01 | Elec | NG | 0.4927 | 2.6442 | 0.4122 | 2.2416 | 3 | 2022-01-01 | Elec | NG | 0.4927 | 2.6442 | 0.4122 | 2.2416 | 3 | 2022-01-01 | Elec | NG | 0.4927 | 2.6442 | 0.4122 | 2.2416 | 3 | 2022-01-01 | Elec | NG | 0.4927 | 2.6442 | 0.4122 | 2.2416 | 3 | 2022-01-01 | Elec | NG | 0.4927 | 2.6442 | 0.4122 | 2.2416 | 3 | 2022-01-01 | Elec | NG | 0.4927 | 2.6442 | 0.4122 | 2.2416 | 3 | 2022-01-01 | Elec | NG | 0.4927 | 2.6442 | 0.4122 | 2.2416 | 3 | 2022-01-01 | Elec | NG | 0.4927 | 2.6442 | 0.4122 | 2.2416 | 3 | 2022-01-01 | Elec | NG | 0.4927 | 2.6442 | 0.4122 | 2.2416 | 3 | 2022-01-01 | Elec | NG | 0.4927 | 2.6442 | 0.4122 | 2.2416 | 3 | 2022-01-01 | Elec | NG | 0.4927 | 2.6442 | 0.4122 | 2.2416 | 3 | 2022-01-01 | Elec | NG | 0.4927 | 2.6442 | 0.4122 | 2.2416 | 3 | 2022-01-01 | Elec | NG | 0.4927 | 2.6442 | 0.4122 | 2.2416 | 3 | 2022-01-01 | Elec | NG | 0.4927 | 2.6442 | 0.4122 | 2.2416 | 3 | 2022-01-01 | Elec | NG | 0.4927 | 2.6442 | 0.4122 | 2.2416 | 3 | 2022-01-01 | Elec | NG | 0.4927 | 2.6442 | 0.4122 | 2.2416 | 3 | 2022-01-01 | Elec | NG | 0.4927 | 2.6442 | 0.4122 | 2.2416 | 3 | 2022-01-01 | Elec | NG | 0.4927 | 2.6442 | 0.4122 | 2.2416 | 3 | 2022-01-01 | Elec | NG | 0.4927 | 2.6442 | 0.4122 | 2.2416 | 3 | 2022-01-01 | Elec | NG | 0.4927 | 2.6442 | 0.4122 | 2.2416 | 3 | 2022-01-01 | Elec | NG | 0.4927 | 2.6442 | 0.4122 | 2.2416 | 3 | 2022-01-01 | Elec | NG | 0.4927 | 2.6442 | 0.4122 | 2.2416 | 3 | 2022-01-01 | Elec | NG | 0.4927 | 2.6442 | 0.4122 | 2.2416 | 3 | 2022-01-01 | Elec | NG | 0.4927 | 2.6442 | 0.4122 | 2.2416 | 3 | 2022-01-01 | Elec | NG | 0.4927 | 2.6442 | 0.4122 | 2.2416 | 3 | 2022-01-01 | Elec | NG | 0.4927 | 2.6442 | 0.4122 | 2.2416 | 3 | 2022-01-01 | Elec | NG | 0.4927 | 2.6442 | 0.4122 | 2.2416 | 3 | 2022-01-01 | Elec | NG | 0.4927 | 2.6442 | 0.4122 | 2.2416 | 3 | 2022-01-01 | Elec | NG | 0.4927 | 2.6442 | 0.4122 | 2.2416 | 3 | 2022-01-01 | Elec | NG | 0.4927 | 2.6442 | 0.4122 | 2.2416 | 3 | 2022-01-01 | Elec | NG | 0.4927 | 2.6442 | 0.4122 | 2.2416 | 3 | 2022-01-01 | Elec | NG | 0.4927 | 2.6442 | 0.4122 | 2.2416 | 3 | 2022-01-01 | Elec | NG | 0.4927 | 2.6442 | 0.4122 | 2.2416 | 3 | 2022-01-01 | Elec | NG | 0.4927 | 2.6442 | 0.4122 | 2.2416 | 3 | 2022-01-01 | Elec | NG | 0.4927 | 2.6442 | 0.4122 | 2.2416 | 3 | 2022-01-01 | Elec | NG | 0.4927 | 2.6442 | 0.4122 | 2.2416 | 3 | 2022-01-01 | Elec | NG | 0.4927 | 2.6442 | 0.4122 | 2.2416 | 3 | 2022-01-01 | Elec | NG | 0.4927 | 2.6442 | 0.4122 | 2.2416 | 3 | 2022-01-01 | Elec | NG | 0.4927 | 2.6442 | 0.4122 | 2.2416 | 3 | 2022-01-01 | Elec | NG | 0.4927 | 2.6442 | 0.4122 | 2.2416 | 3 | 2022-01-01 | Elec | NG | 0.4927 | 2.6442 | 0.4122 | 2.2416 | 3 | 2022-01-01 | Elec | NG | 0.4927 | 2.6442 | 0.4122 | 2.2416 | 3 | 2022-01-01 | Elec | NG | 0.4927 | 2.6442 | 0.4122 | 2.2416 | 3 | 2022-01-01 | Elec | NG | 0.4927 | 2.6442 | 0.4122 | 2.2416 | 3 | 2022-01-01 | Elec | NG | 0.4927 | 2.6442 | 0.4122 | 2.2416 | 3 | 2022-01-01 | Elec | NG | 0.4927 | 2.6442 | 0.4122 | 2.2416 | 3 | 2022-01-01 | Elec | NG | 0.4927 | 2.6442 | 0.4122 | 2.2416 | 3 | 2022-01-01 | Elec | NG | 0.4927 | 2.6442 | 0.4122 | 2.2416 | 3 | 2022-01-01 | Elec | NG | 0.4927 | 2.6442 | 0.4122 | 2.2416 | 3 | 2022-01-01 | Elec | NG | 0.4927 | 2.6442 | 0.4122 | 2.2416 | 3 | 2022-01-01 | Elec | NG | 0.4927 | 2.6442 | 0.4122 | 2.2416 | 3 | 2022-01-01 | Elec | NG | 0.4927 | 2.6442 | 0.4122 | 2.2416 | 3 | 2022-01-01 | Elec | NG | 0.4927 | 2.6442 | 0.4122 | 2.2416 | 3 | 2022-01-01 | Elec | NG | 0.4927 | 2.6442 | 0.4122 | 2.2416 | 3 | 2022-01-01 | Elec | NG | 0.4927 | 2.6442 | 0.4122 | 2.2416 | 3 | 2022-01-01 | Elec | NG | 0.4927 | 2.6442 | 0.4122 | 2.2416 | 3 | 2022-01-01 | Elec | NG | 0.4927 | 2.6442 | 0.4122 | 2.2416 | 3 | 2022-01-01 | Elec | NG | 0.4927 | 2.6442 | 0.4122 | 2.2416 | 3 | 2022-01-01 | Elec | NG | 0.4927 | 2.6442 | 0.4122 | 2.2416 | 3 | 2022-01-01 | Elec | NG | 0.4927 | 2.6442 | 0.4122 | 2.2416 | 3 | 2022-01-01 | Elec | NG | 0.4927 | 2.6442 | 0.4122 | 2.2416 | 3 | 2022-01-01 | Elec | NG | 0.4927 | 2.6442 | 0.4122 | 2.2416 | 3 | 2022-01-01 | Elec | NG | 0.4927 | 2.6442 | 0.4122 | 2.2416 | 3 | 2022-01-01 | Elec | NG | 0.4927 | 2.6442 | 0.4122 | 2.2416 | 3 | 2022-01-01 | Elec | NG | 0.4927 | 2.6442 | 0.4122 | 2.2416 | 3 | 2022-01-01 | Elec | NG | 0.4927 | 2.6442 | 0.4122 | 2.2416 | 3 | 2022-01-01 | Elec | NG | 0.4927 | 2.6442 | 0.4122 | 2.2416 | 3 | 2022-01-01 | Elec | NG | 0.4927 | 2.6442 | 0.4122 | 2.2416 | 3 | 2022-01-01 | Elec | NG | 0.4927 | 2.6442 | 0.4122 | 2.2416 | 3 | 2022-01-01 | Elec | NG | 0.4927 | 2.6442 | 0.4122 | 2.2416 | 3 | 2022-01-01 | Elec | NG | 0.4927 | 2.6442 | 0.4122 | 2.2416 | 3 | 2022-01-01 | Elec | NG | 0.4927 | 2.6442 | 0.4122 | 2.2416 | 3 | 2022-01-01 | Elec | NG | 0.4927 | 2.6442 | 0.4122 | 2.2416 | 3 | 2022-01-01 | Elec | NG | 0.4927 | 2.6442 | 0.4122 | 2.2416 | 3 | 2022-01-01 | Elec | NG | 0.4927 | 2.6442 | 0.4122 | 2.2416 | 3 | 2022-01-01 | Elec | NG | 0.4927 | 2.6442 | 0.4122 | 2.2416 | 3 | 2022-01-01 | Elec | NG | 0.4927 | 2.6442 | 0.4122 | 2.2416 | 3 | 2022-01-01 | Elec | NG | 0.4927 | 2.6442 | 0.4122 | 2.2416 | 3 | 2022-01-01 | Elec | NG | 0.4927 | 2.6442 | 0.4122 | 2.2416 | 3 | 2022-01-01 | Elec | NG | 0.4927 | 2.6442 | 0.4122 | 2.2416 | 3 | 2022-01-01 | Elec | NG | 0.4927 | 2.6442 | 0.4122 | 2.2416 | 3 | 2022-01-01 | Elec | NG | 0.4927 | 2.6442 | 0.4122 | 2.2416 | 3 | 2022-01-01 | Elec | NG | 0.4927 | 2.6442 | 0.4122 | 2.2416 | 3 | 2022-01-01 | Elec | NG | 0.4927 | 2.6442 | 0.4122 | 2.2416 | 3 | 2022-01-01 | Elec | NG | 0.4927 | 2.6442 | 0.4122 | 2.2416 | 3 | 2022-01-01 | Elec | NG | 0.4927 | 2.6442 | 0.4122 | 2.2416 | 3 | 2022-01-01 | Elec | NG | 0.4927 | 2.6442 | 0.4122 | 2.2416 | 3 | 2022-01-01 | Elec | NG | 0.4927 | 2.6442 | 0.4122 | 2.2416 | 3 | 2022-01-01 | Elec | NG | 0.4927 | 2.6442 | 0.4122 | 2.2416 | 3 | 2022-01-01 | Elec | NG | 0.4927 | 2.6442 | 0.4122 | 2.2416 | 3 | 2022-01-01 | Elec | NG | 0.4927 | 2.6442 | 0.4122 | 2.2416 | 3 | 2022-01-01 | Elec | NG | 0.4927 | 2.6442 | 0.4122 | 2.2416 | 3 | 2022-01-01 | Elec | NG | 0.4927 | 2.6442 | 0.4122 | 2.2416 | 3 | 2022-01-01 | Elec | NG | 0.4927 | 2.6442 | 0.4122 | 2.2416 | 3 | 2022-01-01 | Elec | NG | 0.4927 | 2.6442 | 0.4122 | 2.2416 | 3 | 2022-01-01 | Elec | NG | 0.4927 | 2.6442 | 0.4122 | 2.2416 | 3 | 2022-01-01 | Elec | NG | 0.4927 | 2.6442 | 0.4122 | 2.2416 | 3 | 2022-01-01 | Elec | NG | 0.4927 | 2.6442 | 0.4122 | 2.2416 | 3 | 2022-01-01 | Elec | NG | 0.4927 | 2.6442 | 0.4122 | 2.2416 | 3 | 2022-01-01 | Elec | NG | 0.4927 | 2.6442 | 0.4122 | 2.2416 | 3 | 2022-01-01 | Elec | NG | 0.4927 | 2.6442 | 0.4122 | 2.2416 | 3 | 2022-01-01 | Elec | NG | 0.4927 | 2.6442 | 0.4122 | 2.2416 | 3 | 2022-01-01 | Elec | NG | 0.4927 | 2.6442 | 0.4122 | 2.2416 | 3 | 2022-01-01 | Elec | NG | 0.4927 | 2.6442 | 0.4122 | 2.2416 | 3 | 2022-01-01 | Elec | NG | 0.4927 | 2.6442 | 0.4122 | 2.2416 | 3 | 2022-01-01 | Elec | NG | 0.4927 | 2.6442 | 0.4122 | 2.2416 | 3 | 2022-01-01 | Elec | NG | 0.4927 | 2.6442 | 0.4122 | 2.2416 | 3 | 2022-01-01 | Elec | NG | 0.4927 | 2.6442 | 0.4122 | 2.2416 | 3 | 2022-01-01 | Elec | NG | 0.4927 | 2.6442 | 0.4122 | 2.2416 | 3 | 2022-01-01 | Elec | NG | 0.4927 | 2.6442 | 0.4122 | 2.2416 | 3 | 2022-01-01 | Elec | NG | 0.4927 | 2.6442 | 0.4122 | 2.2416 | 3 | 2022-01-01 | Elec | NG | 0.4927 | 2.6442 | 0.4122 | 2.2416 | 3 | 2022-01-01 | Elec | NG | 0.4927 | 2.6442 | 0.4122 | 2.2416 | 3 | 2022-01-01 | Elec | NG | 0.4927 | 2.6442 | 0.4122 | 2.2416 | 3 | 2022-01-01 | Elec | NG | 0.4927 | 2.6442 | 0.4122 | 2.2416 | 3 | 2022-01-01 | Elec | NG | 0.4927 | 2.6442 | 0.4122 | 2.2416 | 3 | 2022-01-01 | Elec | NG | 0.4927 | 2.6442 | 0.4122 | 2.2416 | 3 | 2022-01-01 | Elec | NG | 0.4927 | 2.6442 | 0.4122 | 2.2416 | 3 | 2022-01-01 | Elec | NG | 0.4927 | 2.6442 | 0.4122 | 2.2416 | 3 | 2022-01-01 | Elec | NG | 0.4927 | 2.6442 | 0.4122 | 2.2416 | 3 | 2022-01-01 | Elec | NG | 0.4927 | 2.6442 | 0.4122 | 2.2416 | 3 | 2022-01-01 | Elec | NG | 0.4927 | 2.6442 | 0.4122 | 2.2416 | 3 | 2022-01-01 | Elec | NG | 0.4927 | 2.6442 | 0.4122 | 2.2416 | 3 | 2022-01-01 | Elec | NG | 0.4927 | 2.6442 | 0.4122 | 2.2416 | 3 | 2022-01-01 | Elec | NG | 0.4927 | 2.6442 | 0.4122 | 2.2416 | 3 | 2022-01-01 | Elec | NG | 0.4927 | 2.6442 | 0.4122 | 2.2416 | 3 | 2022-01-01 | Elec | NG | 0.4927 | 2.6442 | 0.4122 | 2.2416 | 3 | 2022-01-01 | Elec | NG | 0.4927 | 2.6442 | 0.4122 | 2.2416 | 3 | 2022-01-01 | Elec | NG | 0.4927 | 2.6442 | 0.4122 | 2.2416 | 3 | 2022-01-01 | Elec | NG | 0.4927 | 2.6442 | 0.4122 | 2.2416 | 3 | 2022-01-01 | Elec | NG | 0.4927 | 2.6442 | 0.4122 | 2.2416 | 3 | 2022-01-01 | Elec | NG | 0.4927 | 2.6442 | 0.4122 | 2.2416 | 3 | 2022-01-01 | Elec | NG | 0.4927 | 2.6442 | 0.4122 | 2.2416 | 3 | 2022-01-01 | Elec | NG | 0.4927 | 2.6442 | 0.4122 | 2.2416 | 3 | 2022-01-01 | Elec | NG | 0.4927 | 2.6442 | 0.4122 | 2.2416 | 3 | 2022-01-01 | Elec | NG | 0.4927 | 2.6442 | 0.4122 | 2.2416 | 3 | 2022-01-01 | Elec | NG | 0.4927 | 2.6442 | 0.4122 | 2.2416 | 3 | 2022-01-01 | Elec | NG | 0.4927 | 2.6442 | 0.4122 | 2.2416 | 3 | 2022-01-01 | Elec | NG | 0.4927 | 2.6442 | 0.4122 | 2.2416 | 3 | 2022-01-01 | Elec | NG | 0.4927 | 2.6442 | 0.4122 | 2.2416 | 3 | 2022-01-01 | Elec | NG | 0.4927 | 2.6442 | 0.4122 | 2.2416 | 3 | 2022-01-01 | Elec | NG | 0.4927 | 2.6442 | 0.4122 | 2.2416 | 3 | 2022-01-01 | Elec | NG | 0.4927 | 2.6442 | 0.4122 | 2.2416 | 3 | 2022-01-01 | Elec | NG | 0.4927 | 2.6442 | 0.4122 | 2.2416 | 3 | 2022-01-01 | Elec | NG | 0.4927 | 2.6442 | 0.4122 | 2.2416 | 3 | 2022-01-01 | Elec | NG | 0.4927 | 2.6442 | 0.4122 | 2.2416 | 3 | 2022-01-01 | Elec | NG | 0.4927 | 2.6442 | 0.4122 | 2.2416 | 3 | 2022-01-01 | Elec | NG | 0.4927 | 2.6442 | 0.4122 | 2.2416 | 3 | 2022-01-01 | Elec | NG | 0.4927 | 2.6442 | 0.4122 | 2.2416 | 3 | 2022-01-01 | Elec | NG | 0.4927 | 2.6442 | 0.4122 | 2.2416 | 3 | 2022-01-01 | Elec | NG | 0.4927 | 2.6442 | 0.4122 | 2.2416 | 3 | 2022-01-01 | Elec | NG | 0.4927 | 2.6442 | 0.4122 | 2.2416 | 3 | 2022-01-01 | Elec | NG | 0.4927 | 2.6442 | 0.4122 | 2.2416 | 3 | 2022-01-01 | Elec | NG | 0.4927 | 2.6442 | 0.4122 | 2.2416 | 3 | 2022-01-01 | Elec | NG | 0.4927 | 2.6442 | 0.4122 | 2.2416 | 3 | 2022-01-01 | Elec | NG | 0.4927 | 2.6442 | 0.4122 | 2.2416 | 3 | 2022-01-01 | Elec | NG | 0.4927 | 2.6442 | 0.4122 | 2.2416 | 3 | 2022-01-01 | Elec | NG | 0.4927 | 2.6442 | 0.4122 | 2.2416 | 3 | 2022-01-01 | Elec | NG | 0.4927 | 2.6442 | 0.4122 | 2.2416 | 3 | 2022-01-01 | Elec | NG | 0.4927 | 2.6442 | 0.4122 | 2.2416 | 3 | 2022-01-01 | Elec | NG | 0.4927 | 2.6442 | 0.4122 | 2.2416 | 3 | 2022-01-01 | Elec | NG | 0.4927 | 2.6442 | 0.4122 | 2.2416 | 3 | 2022-01-01 | Elec | NG | 0.4927 | 2.6442 | 0.4122 | 2.2416 | 3 | 2022-01-01 | Elec | NG | 0.4927 | 2.6442 | 0.4122 | 2.2416 | 3 | 2022-01-01 | Elec | NG | 0.4927 | 2.6442 | 0.4122 | 2.2416
4 | 2022-01-01 | Elec | Elec | 0.45 | 6.7146 | 0.35785 | 5.2411 | 4 | 2022-01-01 | Elec | Elec | 0.45 | 6.7146 | 0.35785 | 5.2411 | 4 | 2022-01-01 | Elec | Elec | 0.45 | 6.7146 | 0.35785 | 5.2411 | 4 | 2022-01-01 | Elec | Elec | 0.45 | 6.7146 | 0.35785 | 5.2411 | 4 | 2022-01-01 | Elec | Elec | 0.45 | 6.7146 | 0.35785 | 5.2411 | 4 | 2022-01-01 | Elec | Elec | 0.45 | 6.7146 | 0.35785 | 5.2411 | 4 | 2022-01-01 | Elec | Elec | 0.45 | 6.7146 | 0.35785 | 5.2411 | 4 | 2022-01-01 | Elec | Elec | 0.45 | 6.7146 | 0.35785 | 5.2411 | 4 | 2022-01-01 | Elec | Elec | 0.45 | 6.7146 | 0.35785 | 5.2411 | 4 | 2022-01-01 | Elec | Elec | 0.45 | 6.7146 | 0.35785 | 5.2411 | 4 | 2022-01-01 | Elec | Elec | 0.45 | 6.7146 | 0.35785 | 5.2411 | 4 | 2022-01-01 | Elec | Elec | 0.45 | 6.7146 | 0.35785 | 5.2411 | 4 | 2022-01-01 | Elec | Elec | 0.45 | 6.7146 | 0.35785 | 5.2411 | 4 | 2022-01-01 | Elec | Elec | 0.45 | 6.7146 | 0.35785 | 5.2411 | 4 | 2022-01-01 | Elec | Elec | 0.45 | 6.7146 | 0.35785 | 5.2411 | 4 | 2022-01-01 | Elec | Elec | 0.45 | 6.7146 | 0.35785 | 5.2411 | 4 | 2022-01-01 | Elec | Elec | 0.45 | 6.7146 | 0.35785 | 5.2411 | 4 | 2022-01-01 | Elec | Elec | 0.45 | 6.7146 | 0.35785 | 5.2411 | 4 | 2022-01-01 | Elec | Elec | 0.45 | 6.7146 | 0.35785 | 5.2411 | 4 | 2022-01-01 | Elec | Elec | 0.45 | 6.7146 | 0.35785 | 5.2411 | 4 | 2022-01-01 | Elec | Elec | 0.45 | 6.7146 | 0.35785 | 5.2411 | 4 | 2022-01-01 | Elec | Elec | 0.45 | 6.7146 | 0.35785 | 5.2411 | 4 | 2022-01-01 | Elec | Elec | 0.45 | 6.7146 | 0.35785 | 5.2411 | 4 | 2022-01-01 | Elec | Elec | 0.45 | 6.7146 | 0.35785 | 5.2411 | 4 | 2022-01-01 | Elec | Elec | 0.45 | 6.7146 | 0.35785 | 5.2411 | 4 | 2022-01-01 | Elec | Elec | 0.45 | 6.7146 | 0.35785 | 5.2411 | 4 | 2022-01-01 | Elec | Elec | 0.45 | 6.7146 | 0.35785 | 5.2411 | 4 | 2022-01-01 | Elec | Elec | 0.45 | 6.7146 | 0.35785 | 5.2411 | 4 | 2022-01-01 | Elec | Elec | 0.45 | 6.7146 | 0.35785 | 5.2411 | 4 | 2022-01-01 | Elec | Elec | 0.45 | 6.7146 | 0.35785 | 5.2411 | 4 | 2022-01-01 | Elec | Elec | 0.45 | 6.7146 | 0.35785 | 5.2411 | 4 | 2022-01-01 | Elec | Elec | 0.45 | 6.7146 | 0.35785 | 5.2411 | 4 | 2022-01-01 | Elec | Elec | 0.45 | 6.7146 | 0.35785 | 5.2411 | 4 | 2022-01-01 | Elec | Elec | 0.45 | 6.7146 | 0.35785 | 5.2411 | 4 | 2022-01-01 | Elec | Elec | 0.45 | 6.7146 | 0.35785 | 5.2411 | 4 | 2022-01-01 | Elec | Elec | 0.45 | 6.7146 | 0.35785 | 5.2411 | 4 | 2022-01-01 | Elec | Elec | 0.45 | 6.7146 | 0.35785 | 5.2411 | 4 | 2022-01-01 | Elec | Elec | 0.45 | 6.7146 | 0.35785 | 5.2411 | 4 | 2022-01-01 | Elec | Elec | 0.45 | 6.7146 | 0.35785 | 5.2411 | 4 | 2022-01-01 | Elec | Elec | 0.45 | 6.7146 | 0.35785 | 5.2411 | 4 | 2022-01-01 | Elec | Elec | 0.45 | 6.7146 | 0.35785 | 5.2411 | 4 | 2022-01-01 | Elec | Elec | 0.45 | 6.7146 | 0.35785 | 5.2411 | 4 | 2022-01-01 | Elec | Elec | 0.45 | 6.7146 | 0.35785 | 5.2411 | 4 | 2022-01-01 | Elec | Elec | 0.45 | 6.7146 | 0.35785 | 5.2411 | 4 | 2022-01-01 | Elec | Elec | 0.45 | 6.7146 | 0.35785 | 5.2411 | 4 | 2022-01-01 | Elec | Elec | 0.45 | 6.7146 | 0.35785 | 5.2411 | 4 | 2022-01-01 | Elec | Elec | 0.45 | 6.7146 | 0.35785 | 5.2411 | 4 | 2022-01-01 | Elec | Elec | 0.45 | 6.7146 | 0.35785 | 5.2411 | 4 | 2022-01-01 | Elec | Elec | 0.45 | 6.7146 | 0.35785 | 5.2411 | 4 | 2022-01-01 | Elec | Elec | 0.45 | 6.7146 | 0.35785 | 5.2411 | 4 | 2022-01-01 | Elec | Elec | 0.45 | 6.7146 | 0.35785 | 5.2411 | 4 | 2022-01-01 | Elec | Elec | 0.45 | 6.7146 | 0.35785 | 5.2411 | 4 | 2022-01-01 | Elec | Elec | 0.45 | 6.7146 | 0.35785 | 5.2411 | 4 | 2022-01-01 | Elec | Elec | 0.45 | 6.7146 | 0.35785 | 5.2411 | 4 | 2022-01-01 | Elec | Elec | 0.45 | 6.7146 | 0.35785 | 5.2411 | 4 | 2022-01-01 | Elec | Elec | 0.45 | 6.7146 | 0.35785 | 5.2411 | 4 | 2022-01-01 | Elec | Elec | 0.45 | 6.7146 | 0.35785 | 5.2411 | 4 | 2022-01-01 | Elec | Elec | 0.45 | 6.7146 | 0.35785 | 5.2411 | 4 | 2022-01-01 | Elec | Elec | 0.45 | 6.7146 | 0.35785 | 5.2411 | 4 | 2022-01-01 | Elec | Elec | 0.45 | 6.7146 | 0.35785 | 5.2411 | 4 | 2022-01-01 | Elec | Elec | 0.45 | 6.7146 | 0.35785 | 5.2411 | 4 | 2022-01-01 | Elec | Elec | 0.45 | 6.7146 | 0.35785 | 5.2411 | 4 | 2022-01-01 | Elec | Elec | 0.45 | 6.7146 | 0.35785 | 5.2411 | 4 | 2022-01-01 | Elec | Elec | 0.45 | 6.7146 | 0.35785 | 5.2411 | 4 | 2022-01-01 | Elec | Elec | 0.45 | 6.7146 | 0.35785 | 5.2411 | 4 | 2022-01-01 | Elec | Elec | 0.45 | 6.7146 | 0.35785 | 5.2411 | 4 | 2022-01-01 | Elec | Elec | 0.45 | 6.7146 | 0.35785 | 5.2411 | 4 | 2022-01-01 | Elec | Elec | 0.45 | 6.7146 | 0.35785 | 5.2411 | 4 | 2022-01-01 | Elec | Elec | 0.45 | 6.7146 | 0.35785 | 5.2411 | 4 | 2022-01-01 | Elec | Elec | 0.45 | 6.7146 | 0.35785 | 5.2411 | 4 | 2022-01-01 | Elec | Elec | 0.45 | 6.7146 | 0.35785 | 5.2411 | 4 | 2022-01-01 | Elec | Elec | 0.45 | 6.7146 | 0.35785 | 5.2411 | 4 | 2022-01-01 | Elec | Elec | 0.45 | 6.7146 | 0.35785 | 5.2411 | 4 | 2022-01-01 | Elec | Elec | 0.45 | 6.7146 | 0.35785 | 5.2411 | 4 | 2022-01-01 | Elec | Elec | 0.45 | 6.7146 | 0.35785 | 5.2411 | 4 | 2022-01-01 | Elec | Elec | 0.45 | 6.7146 | 0.35785 | 5.2411 | 4 | 2022-01-01 | Elec | Elec | 0.45 | 6.7146 | 0.35785 | 5.2411 | 4 | 2022-01-01 | Elec | Elec | 0.45 | 6.7146 | 0.35785 | 5.2411 | 4 | 2022-01-01 | Elec | Elec | 0.45 | 6.7146 | 0.35785 | 5.2411 | 4 | 2022-01-01 | Elec | Elec | 0.45 | 6.7146 | 0.35785 | 5.2411 | 4 | 2022-01-01 | Elec | Elec | 0.45 | 6.7146 | 0.35785 | 5.2411 | 4 | 2022-01-01 | Elec | Elec | 0.45 | 6.7146 | 0.35785 | 5.2411 | 4 | 2022-01-01 | Elec | Elec | 0.45 | 6.7146 | 0.35785 | 5.2411 | 4 | 2022-01-01 | Elec | Elec | 0.45 | 6.7146 | 0.35785 | 5.2411 | 4 | 2022-01-01 | Elec | Elec | 0.45 | 6.7146 | 0.35785 | 5.2411 | 4 | 2022-01-01 | Elec | Elec | 0.45 | 6.7146 | 0.35785 | 5.2411 | 4 | 2022-01-01 | Elec | Elec | 0.45 | 6.7146 | 0.35785 | 5.2411 | 4 | 2022-01-01 | Elec | Elec | 0.45 | 6.7146 | 0.35785 | 5.2411 | 4 | 2022-01-01 | Elec | Elec | 0.45 | 6.7146 | 0.35785 | 5.2411 | 4 | 2022-01-01 | Elec | Elec | 0.45 | 6.7146 | 0.35785 | 5.2411 | 4 | 2022-01-01 | Elec | Elec | 0.45 | 6.7146 | 0.35785 | 5.2411 | 4 | 2022-01-01 | Elec | Elec | 0.45 | 6.7146 | 0.35785 | 5.2411 | 4 | 2022-01-01 | Elec | Elec | 0.45 | 6.7146 | 0.35785 | 5.2411 | 4 | 2022-01-01 | Elec | Elec | 0.45 | 6.7146 | 0.35785 | 5.2411 | 4 | 2022-01-01 | Elec | Elec | 0.45 | 6.7146 | 0.35785 | 5.2411 | 4 | 2022-01-01 | Elec | Elec | 0.45 | 6.7146 | 0.35785 | 5.2411 | 4 | 2022-01-01 | Elec | Elec | 0.45 | 6.7146 | 0.35785 | 5.2411 | 4 | 2022-01-01 | Elec | Elec | 0.45 | 6.7146 | 0.35785 | 5.2411 | 4 | 2022-01-01 | Elec | Elec | 0.45 | 6.7146 | 0.35785 | 5.2411 | 4 | 2022-01-01 | Elec | Elec | 0.45 | 6.7146 | 0.35785 | 5.2411 | 4 | 2022-01-01 | Elec | Elec | 0.45 | 6.7146 | 0.35785 | 5.2411 | 4 | 2022-01-01 | Elec | Elec | 0.45 | 6.7146 | 0.35785 | 5.2411 | 4 | 2022-01-01 | Elec | Elec | 0.45 | 6.7146 | 0.35785 | 5.2411 | 4 | 2022-01-01 | Elec | Elec | 0.45 | 6.7146 | 0.35785 | 5.2411 | 4 | 2022-01-01 | Elec | Elec | 0.45 | 6.7146 | 0.35785 | 5.2411 | 4 | 2022-01-01 | Elec | Elec | 0.45 | 6.7146 | 0.35785 | 5.2411 | 4 | 2022-01-01 | Elec | Elec | 0.45 | 6.7146 | 0.35785 | 5.2411 | 4 | 2022-01-01 | Elec | Elec | 0.45 | 6.7146 | 0.35785 | 5.2411 | 4 | 2022-01-01 | Elec | Elec | 0.45 | 6.7146 | 0.35785 | 5.2411 | 4 | 2022-01-01 | Elec | Elec | 0.45 | 6.7146 | 0.35785 | 5.2411 | 4 | 2022-01-01 | Elec | Elec | 0.45 | 6.7146 | 0.35785 | 5.2411 | 4 | 2022-01-01 | Elec | Elec | 0.45 | 6.7146 | 0.35785 | 5.2411 | 4 | 2022-01-01 | Elec | Elec | 0.45 | 6.7146 | 0.35785 | 5.2411 | 4 | 2022-01-01 | Elec | Elec | 0.45 | 6.7146 | 0.35785 | 5.2411 | 4 | 2022-01-01 | Elec | Elec | 0.45 | 6.7146 | 0.35785 | 5.2411 | 4 | 2022-01-01 | Elec | Elec | 0.45 | 6.7146 | 0.35785 | 5.2411 | 4 | 2022-01-01 | Elec | Elec | 0.45 | 6.7146 | 0.35785 | 5.2411 | 4 | 2022-01-01 | Elec | Elec | 0.45 | 6.7146 | 0.35785 | 5.2411 | 4 | 2022-01-01 | Elec | Elec | 0.45 | 6.7146 | 0.35785 | 5.2411 | 4 | 2022-01-01 | Elec | Elec | 0.45 | 6.7146 | 0.35785 | 5.2411 | 4 | 2022-01-01 | Elec | Elec | 0.45 | 6.7146 | 0.35785 | 5.2411 | 4 | 2022-01-01 | Elec | Elec | 0.45 | 6.7146 | 0.35785 | 5.2411 | 4 | 2022-01-01 | Elec | Elec | 0.45 | 6.7146 | 0.35785 | 5.2411 | 4 | 2022-01-01 | Elec | Elec | 0.45 | 6.7146 | 0.35785 | 5.2411 | 4 | 2022-01-01 | Elec | Elec | 0.45 | 6.7146 | 0.35785 | 5.2411 | 4 | 2022-01-01 | Elec | Elec | 0.45 | 6.7146 | 0.35785 | 5.2411 | 4 | 2022-01-01 | Elec | Elec | 0.45 | 6.7146 | 0.35785 | 5.2411 | 4 | 2022-01-01 | Elec | Elec | 0.45 | 6.7146 | 0.35785 | 5.2411 | 4 | 2022-01-01 | Elec | Elec | 0.45 | 6.7146 | 0.35785 | 5.2411 | 4 | 2022-01-01 | Elec | Elec | 0.45 | 6.7146 | 0.35785 | 5.2411 | 4 | 2022-01-01 | Elec | Elec | 0.45 | 6.7146 | 0.35785 | 5.2411 | 4 | 2022-01-01 | Elec | Elec | 0.45 | 6.7146 | 0.35785 | 5.2411 | 4 | 2022-01-01 | Elec | Elec | 0.45 | 6.7146 | 0.35785 | 5.2411 | 4 | 2022-01-01 | Elec | Elec | 0.45 | 6.7146 | 0.35785 | 5.2411 | 4 | 2022-01-01 | Elec | Elec | 0.45 | 6.7146 | 0.35785 | 5.2411 | 4 | 2022-01-01 | Elec | Elec | 0.45 | 6.7146 | 0.35785 | 5.2411 | 4 | 2022-01-01 | Elec | Elec | 0.45 | 6.7146 | 0.35785 | 5.2411 | 4 | 2022-01-01 | Elec | Elec | 0.45 | 6.7146 | 0.35785 | 5.2411 | 4 | 2022-01-01 | Elec | Elec | 0.45 | 6.7146 | 0.35785 | 5.2411 | 4 | 2022-01-01 | Elec | Elec | 0.45 | 6.7146 | 0.35785 | 5.2411 | 4 | 2022-01-01 | Elec | Elec | 0.45 | 6.7146 | 0.35785 | 5.2411 | 4 | 2022-01-01 | Elec | Elec | 0.45 | 6.7146 | 0.35785 | 5.2411 | 4 | 2022-01-01 | Elec | Elec | 0.45 | 6.7146 | 0.35785 | 5.2411 | 4 | 2022-01-01 | Elec | Elec | 0.45 | 6.7146 | 0.35785 | 5.2411 | 4 | 2022-01-01 | Elec | Elec | 0.45 | 6.7146 | 0.35785 | 5.2411 | 4 | 2022-01-01 | Elec | Elec | 0.45 | 6.7146 | 0.35785 | 5.2411 | 4 | 2022-01-01 | Elec | Elec | 0.45 | 6.7146 | 0.35785 | 5.2411 | 4 | 2022-01-01 | Elec | Elec | 0.45 | 6.7146 | 0.35785 | 5.2411 | 4 | 2022-01-01 | Elec | Elec | 0.45 | 6.7146 | 0.35785 | 5.2411 | 4 | 2022-01-01 | Elec | Elec | 0.45 | 6.7146 | 0.35785 | 5.2411 | 4 | 2022-01-01 | Elec | Elec | 0.45 | 6.7146 | 0.35785 | 5.2411 | 4 | 2022-01-01 | Elec | Elec | 0.45 | 6.7146 | 0.35785 | 5.2411 | 4 | 2022-01-01 | Elec | Elec | 0.45 | 6.7146 | 0.35785 | 5.2411 | 4 | 2022-01-01 | Elec | Elec | 0.45 | 6.7146 | 0.35785 | 5.2411 | 4 | 2022-01-01 | Elec | Elec | 0.45 | 6.7146 | 0.35785 | 5.2411 | 4 | 2022-01-01 | Elec | Elec | 0.45 | 6.7146 | 0.35785 | 5.2411 | 4 | 2022-01-01 | Elec | Elec | 0.45 | 6.7146 | 0.35785 | 5.2411 | 4 | 2022-01-01 | Elec | Elec | 0.45 | 6.7146 | 0.35785 | 5.2411 | 4 | 2022-01-01 | Elec | Elec | 0.45 | 6.7146 | 0.35785 | 5.2411 | 4 | 2022-01-01 | Elec | Elec | 0.45 | 6.7146 | 0.35785 | 5.2411 | 4 | 2022-01-01 | Elec | Elec | 0.45 | 6.7146 | 0.35785 | 5.2411 | 4 | 2022-01-01 | Elec | Elec | 0.45 | 6.7146 | 0.35785 | 5.2411 | 4 | 2022-01-01 | Elec | Elec | 0.45 | 6.7146 | 0.35785 | 5.2411 | 4 | 2022-01-01 | Elec | Elec | 0.45 | 6.7146 | 0.35785 | 5.2411 | 4 | 2022-01-01 | Elec | Elec | 0.45 | 6.7146 | 0.35785 | 5.2411 | 4 | 2022-01-01 | Elec | Elec | 0.45 | 6.7146 | 0.35785 | 5.2411 | 4 | 2022-01-01 | Elec | Elec | 0.45 | 6.7146 | 0.35785 | 5.2411 | 4 | 2022-01-01 | Elec | Elec | 0.45 | 6.7146 | 0.35785 | 5.2411 | 4 | 2022-01-01 | Elec | Elec | 0.45 | 6.7146 | 0.35785 | 5.2411 | 4 | 2022-01-01 | Elec | Elec | 0.45 | 6.7146 | 0.35785 | 5.2411 | 4 | 2022-01-01 | Elec | Elec | 0.45 | 6.7146 | 0.35785 | 5.2411 | 4 | 2022-01-01 | Elec | Elec | 0.45 | 6.7146 | 0.35785 | 5.2411 | 4 | 2022-01-01 | Elec | Elec | 0.45 | 6.7146 | 0.35785 | 5.2411 | 4 | 2022-01-01 | Elec | Elec | 0.45 | 6.7146 | 0.35785 | 5.2411 | 4 | 2022-01-01 | Elec | Elec | 0.45 | 6.7146 | 0.35785 | 5.2411 | 4 | 2022-01-01 | Elec | Elec | 0.45 | 6.7146 | 0.35785 | 5.2411 | 4 | 2022-01-01 | Elec | Elec | 0.45 | 6.7146 | 0.35785 | 5.2411 | 4 | 2022-01-01 | Elec | Elec | 0.45 | 6.7146 | 0.35785 | 5.2411 | 4 | 2022-01-01 | Elec | Elec | 0.45 | 6.7146 | 0.35785 | 5.2411 | 4 | 2022-01-01 | Elec | Elec | 0.45 | 6.7146 | 0.35785 | 5.2411 | 4 | 2022-01-01 | Elec | Elec | 0.45 | 6.7146 | 0.35785 | 5.2411 | 4 | 2022-01-01 | Elec | Elec | 0.45 | 6.7146 | 0.35785 | 5.2411 | 4 | 2022-01-01 | Elec | Elec | 0.45 | 6.7146 | 0.35785 | 5.2411 | 4 | 2022-01-01 | Elec | Elec | 0.45 | 6.7146 | 0.35785 | 5.2411 | 4 | 2022-01-01 | Elec | Elec | 0.45 | 6.7146 | 0.35785 | 5.2411 | 4 | 2022-01-01 | Elec | Elec | 0.45 | 6.7146 | 0.35785 | 5.2411 | 4 | 2022-01-01 | Elec | Elec | 0.45 | 6.7146 | 0.35785 | 5.2411 | 4 | 2022-01-01 | Elec | Elec | 0.45 | 6.7146 | 0.35785 | 5.2411 | 4 | 2022-01-01 | Elec | Elec | 0.45 | 6.7146 | 0.35785 | 5.2411 | 4 | 2022-01-01 | Elec | Elec | 0.45 | 6.7146 | 0.35785 | 5.2411 | 4 | 2022-01-01 | Elec | Elec | 0.45 | 6.7146 | 0.35785 | 5.2411 | 4 | 2022-01-01 | Elec | Elec | 0.45 | 6.7146 | 0.35785 | 5.2411 | 4 | 2022-01-01 | Elec | Elec | 0.45 | 6.7146 | 0.35785 | 5.2411 | 4 | 2022-01-01 | Elec | Elec | 0.45 | 6.7146 | 0.35785 | 5.2411 | 4 | 2022-01-01 | Elec | Elec | 0.45 | 6.7146 | 0.35785 | 5.2411 | 4 | 2022-01-01 | Elec | Elec | 0.45 | 6.7146 | 0.35785 | 5.2411 | 4 | 2022-01-01 | Elec | Elec | 0.45 | 6.7146 | 0.35785 | 5.2411 | 4 | 2022-01-01 | Elec | Elec | 0.45 | 6.7146 | 0.35785 | 5.2411 | 4 | 2022-01-01 | Elec | Elec | 0.45 | 6.7146 | 0.35785 | 5.2411 | 4 | 2022-01-01 | Elec | Elec | 0.45 | 6.7146 | 0.35785 | 5.2411 | 4 | 2022-01-01 | Elec | Elec | 0.45 | 6.7146 | 0.35785 | 5.2411 | 4 | 2022-01-01 | Elec | Elec | 0.45 | 6.7146 | 0.35785 | 5.2411 | 4 | 2022-01-01 | Elec | Elec | 0.45 | 6.7146 | 0.35785 | 5.2411 | 4 | 2022-01-01 | Elec | Elec | 0.45 | 6.7146 | 0.35785 | 5.2411 | 4 | 2022-01-01 | Elec | Elec | 0.45 | 6.7146 | 0.35785 | 5.2411 | 4 | 2022-01-01 | Elec | Elec | 0.45 | 6.7146 | 0.35785 | 5.2411 | 4 | 2022-01-01 | Elec | Elec | 0.45 | 6.7146 | 0.35785 | 5.2411 | 4 | 2022-01-01 | Elec | Elec | 0.45 | 6.7146 | 0.35785 | 5.2411 | 4 | 2022-01-01 | Elec | Elec | 0.45 | 6.7146 | 0.35785 | 5.2411 | 4 | 2022-01-01 | Elec | Elec | 0.45 | 6.7146 | 0.35785 | 5.2411 | 4 | 2022-01-01 | Elec | Elec | 0.45 | 6.7146 | 0.35785 | 5.2411 | 4 | 2022-01-01 | Elec | Elec | 0.45 | 6.7146 | 0.35785 | 5.2411 | 4 | 2022-01-01 | Elec | Elec | 0.45 | 6.7146 | 0.35785 | 5.2411 | 4 | 2022-01-01 | Elec | Elec | 0.45 | 6.7146 | 0.35785 | 5.2411 | 4 | 2022-01-01 | Elec | Elec | 0.45 | 6.7146 | 0.35785 | 5.2411 | 4 | 2022-01-01 | Elec | Elec | 0.45 | 6.7146 | 0.35785 | 5.2411 | 4 | 2022-01-01 | Elec | Elec | 0.45 | 6.7146 | 0.35785 | 5.2411 | 4 | 2022-01-01 | Elec | Elec | 0.45 | 6.7146 | 0.35785 | 5.2411 | 4 | 2022-01-01 | Elec | Elec | 0.45 | 6.7146 | 0.35785 | 5.2411 | 4 | 2022-01-01 | Elec | Elec | 0.45 | 6.7146 | 0.35785 | 5.2411 | 4 | 2022-01-01 | Elec | Elec | 0.45 | 6.7146 | 0.35785 | 5.2411 | 4 | 2022-01-01 | Elec | Elec | 0.45 | 6.7146 | 0.35785 | 5.2411 | 4 | 2022-01-01 | Elec | Elec | 0.45 | 6.7146 | 0.35785 | 5.2411 | 4 | 2022-01-01 | Elec | Elec | 0.45 | 6.7146 | 0.35785 | 5.2411 | 4 | 2022-01-01 | Elec | Elec | 0.45 | 6.7146 | 0.35785 | 5.2411 | 4 | 2022-01-01 | Elec | Elec | 0.45 | 6.7146 | 0.35785 | 5.2411 | 4 | 2022-01-01 | Elec | Elec | 0.45 | 6.7146 | 0.35785 | 5.2411 | 4 | 2022-01-01 | Elec | Elec | 0.45 | 6.7146 | 0.35785 | 5.2411 | 4 | 2022-01-01 | Elec | Elec | 0.45 | 6.7146 | 0.35785 | 5.2411 | 4 | 2022-01-01 | Elec | Elec | 0.45 | 6.7146 | 0.35785 | 5.2411 | 4 | 2022-01-01 | Elec | Elec | 0.45 | 6.7146 | 0.35785 | 5.2411 | 4 | 2022-01-01 | Elec | Elec | 0.45 | 6.7146 | 0.35785 | 5.2411 | 4 | 2022-01-01 | Elec | Elec | 0.45 | 6.7146 | 0.35785 | 5.2411 | 4 | 2022-01-01 | Elec | Elec | 0.45 | 6.7146 | 0.35785 | 5.2411 | 4 | 2022-01-01 | Elec | Elec | 0.45 | 6.7146 | 0.35785 | 5.2411 | 4 | 2022-01-01 | Elec | Elec | 0.45 | 6.7146 | 0.35785 | 5.2411 | 4 | 2022-01-01 | Elec | Elec | 0.45 | 6.7146 | 0.35785 | 5.2411 | 4 | 2022-01-01 | Elec | Elec | 0.45 | 6.7146 | 0.35785 | 5.2411 | 4 | 2022-01-01 | Elec | Elec | 0.45 | 6.7146 | 0.35785 | 5.2411 | 4 | 2022-01-01 | Elec | Elec | 0.45 | 6.7146 | 0.35785 | 5.2411 | 4 | 2022-01-01 | Elec | Elec | 0.45 | 6.7146 | 0.35785 | 5.2411 | 4 | 2022-01-01 | Elec | Elec | 0.45 | 6.7146 | 0.35785 | 5.2411 | 4 | 2022-01-01 | Elec | Elec | 0.45 | 6.7146 | 0.35785 | 5.2411 | 4 | 2022-01-01 | Elec | Elec | 0.45 | 6.7146 | 0.35785 | 5.2411 | 4 | 2022-01-01 | Elec | Elec | 0.45 | 6.7146 | 0.35785 | 5.2411 | 4 | 2022-01-01 | Elec | Elec | 0.45 | 6.7146 | 0.35785 | 5.2411 | 4 | 2022-01-01 | Elec | Elec | 0.45 | 6.7146 | 0.35785 | 5.2411 | 4 | 2022-01-01 | Elec | Elec | 0.45 | 6.7146 | 0.35785 | 5.2411 | 4 | 2022-01-01 | Elec | Elec | 0.45 | 6.7146 | 0.35785 | 5.2411 | 4 | 2022-01-01 | Elec | Elec | 0.45 | 6.7146 | 0.35785 | 5.2411 | 4 | 2022-01-01 | Elec | Elec | 0.45 | 6.7146 | 0.35785 | 5.2411 | 4 | 2022-01-01 | Elec | Elec | 0.45 | 6.7146 | 0.35785 | 5.2411 | 4 | 2022-01-01 | Elec | Elec | 0.45 | 6.7146 | 0.35785 | 5.2411 | 4 | 2022-01-01 | Elec | Elec | 0.45 | 6.7146 | 0.35785 | 5.2411 | 4 | 2022-01-01 | Elec | Elec | 0.45 | 6.7146 | 0.35785 | 5.2411 | 4 | 2022-01-01 | Elec | Elec | 0.45 | 6.7146 | 0.35785 | 5.2411 | 4 | 2022-01-01 | Elec | Elec | 0.45 | 6.7146 | 0.35785 | 5.2411 | 4 | 2022-01-01 | Elec | Elec | 0.45 | 6.7146 | 0.35785 | 5.2411 | 4 | 2022-01-01 | Elec | Elec | 0.45 | 6.7146 | 0.35785 | 5.2411 | 4 | 2022-01-01 | Elec | Elec | 0.45 | 6.7146 | 0.35785 | 5.2411 | 4 | 2022-01-01 | Elec | Elec | 0.45 | 6.7146 | 0.35785 | 5.2411 | 4 | 2022-01-01 | Elec | Elec | 0.45 | 6.7146 | 0.35785 | 5.2411 | 4 | 2022-01-01 | Elec | Elec | 0.45 | 6.7146 | 0.35785 | 5.2411 | 4 | 2022-01-01 | Elec | Elec | 0.45 | 6.7146 | 0.35785 | 5.2411 | 4 | 2022-01-01 | Elec | Elec | 0.45 | 6.7146 | 0.35785 | 5.2411 | 4 | 2022-01-01 | Elec | Elec | 0.45 | 6.7146 | 0.35785 | 5.2411 | 4 | 2022-01-01 | Elec | Elec | 0.45 | 6.7146 | 0.35785 | 5.2411 | 4 | 2022-01-01 | Elec | Elec | 0.45 | 6.7146 | 0.35785 | 5.2411 | 4 | 2022-01-01 | Elec | Elec | 0.45 | 6.7146 | 0.35785 | 5.2411 | 4 | 2022-01-01 | Elec | Elec | 0.45 | 6.7146 | 0.35785 | 5.2411 | 4 | 2022-01-01 | Elec | Elec | 0.45 | 6.7146 | 0.35785 | 5.2411 | 4 | 2022-01-01 | Elec | Elec | 0.45 | 6.7146 | 0.35785 | 5.2411 | 4 | 2022-01-01 | Elec | Elec | 0.45 | 6.7146 | 0.35785 | 5.2411 | 4 | 2022-01-01 | Elec | Elec | 0.45 | 6.7146 | 0.35785 | 5.2411 | 4 | 2022-01-01 | Elec | Elec | 0.45 | 6.7146 | 0.35785 | 5.2411 | 4 | 2022-01-01 | Elec | Elec | 0.45 | 6.7146 | 0.35785 | 5.2411 | 4 | 2022-01-01 | Elec | Elec | 0.45 | 6.7146 | 0.35785 | 5.2411 | 4 | 2022-01-01 | Elec | Elec | 0.45 | 6.7146 | 0.35785 | 5.2411 | 4 | 2022-01-01 | Elec | Elec | 0.45 | 6.7146 | 0.35785 | 5.2411 | 4 | 2022-01-01 | Elec | Elec | 0.45 | 6.7146 | 0.35785 | 5.2411 | 4 | 2022-01-01 | Elec | Elec | 0.45 | 6.7146 | 0.35785 | 5.2411 | 4 | 2022-01-01 | Elec | Elec | 0.45 | 6.7146 | 0.35785 | 5.2411 | 4 | 2022-01-01 | Elec | Elec | 0.45 | 6.7146 | 0.35785 | 5.2411 | 4 | 2022-01-01 | Elec | Elec | 0.45 | 6.7146 | 0.35785 | 5.2411 | 4 | 2022-01-01 | Elec | Elec | 0.45 | 6.7146 | 0.35785 | 5.2411 | 4 | 2022-01-01 | Elec | Elec | 0.45 | 6.7146 | 0.35785 | 5.2411 | 4 | 2022-01-01 | Elec | Elec | 0.45 | 6.7146 | 0.35785 | 5.2411 | 4 | 2022-01-01 | Elec | Elec | 0.45 | 6.7146 | 0.35785 | 5.2411 | 4 | 2022-01-01 | Elec | Elec | 0.45 | 6.7146 | 0.35785 | 5.2411 | 4 | 2022-01-01 | Elec | Elec | 0.45 | 6.7146 | 0.35785 | 5.2411 | 4 | 2022-01-01 | Elec | Elec | 0.45 | 6.7146 | 0.35785 | 5.2411 | 4 | 2022-01-01 | Elec | Elec | 0.45 | 6.7146 | 0.35785 | 5.2411 | 4 | 2022-01-01 | Elec | Elec | 0.45 | 6.7146 | 0.35785 | 5.2411 | 4 | 2022-01-01 | Elec | Elec | 0.45 | 6.7146 | 0.35785 | 5.2411 | 4 | 2022-01-01 | Elec | Elec | 0.45 | 6.7146 | 0.35785 | 5.2411 | 4 | 2022-01-01 | Elec | Elec | 0.45 | 6.7146 | 0.35785 | 5.2411 | 4 | 2022-01-01 | Elec | Elec | 0.45 | 6.7146 | 0.35785 | 5.2411 | 4 | 2022-01-01 | Elec | Elec | 0.45 | 6.7146 | 0.35785 | 5.2411 | 4 | 2022-01-01 | Elec | Elec | 0.45 | 6.7146 | 0.35785 | 5.2411 | 4 | 2022-01-01 | Elec | Elec | 0.45 | 6.7146 | 0.35785 | 5.2411 | 4 | 2022-01-01 | Elec | Elec | 0.45 | 6.7146 | 0.35785 | 5.2411 | 4 | 2022-01-01 | Elec | Elec | 0.45 | 6.7146 | 0.35785 | 5.2411 | 4 | 2022-01-01 | Elec | Elec | 0.45 | 6.7146 | 0.35785 | 5.2411 | 4 | 2022-01-01 | Elec | Elec | 0.45 | 6.7146 | 0.35785 | 5.2411 | 4 | 2022-01-01 | Elec | Elec | 0.45 | 6.7146 | 0.35785 | 5.2411 | 4 | 2022-01-01 | Elec | Elec | 0.45 | 6.7146 | 0.35785 | 5.2411 | 4 | 2022-01-01 | Elec | Elec | 0.45 | 6.7146 | 0.35785 | 5.2411 | 4 | 2022-01-01 | Elec | Elec | 0.45 | 6.7146 | 0.35785 | 5.2411 | 4 | 2022-01-01 | Elec | Elec | 0.45 | 6.7146 | 0.35785 | 5.2411 | 4 | 2022-01-01 | Elec | Elec | 0.45 | 6.7146 | 0.35785 | 5.2411 | 4 | 2022-01-01 | Elec | Elec | 0.45 | 6.7146 | 0.35785 | 5.2411 | 4 | 2022-01-01 | Elec | Elec | 0.45 | 6.7146 | 0.35785 | 5.2411 | 4 | 2022-01-01 | Elec | Elec | 0.45 | 6.7146 | 0.35785 | 5.2411 | 4 | 2022-01-01 | Elec | Elec | 0.45 | 6.7146 | 0.35785 | 5.2411 | 4 | 2022-01-01 | Elec | Elec | 0.45 | 6.7146 | 0.35785 | 5.2411 | 4 | 2022-01-01 | Elec | Elec | 0.45 | 6.7146 | 0.35785 | 5.2411 | 4 | 2022-01-01 | Elec | Elec | 0.45 | 6.7146 | 0.35785 | 5.2411 | 4 | 2022-01-01 | Elec | Elec | 0.45 | 6.7146 | 0.35785 | 5.2411 | 4 | 2022-01-01 | Elec | Elec | 0.45 | 6.7146 | 0.35785 | 5.2411 | 4 | 2022-01-01 | Elec | Elec | 0.45 | 6.7146 | 0.35785 | 5.2411 | 4 | 2022-01-01 | Elec | Elec | 0.45 | 6.7146 | 0.35785 | 5.2411 | 4 | 2022-01-01 | Elec | Elec | 0.45 | 6.7146 | 0.35785 | 5.2411 | 4 | 2022-01-01 | Elec | Elec | 0.45 | 6.7146 | 0.35785 | 5.2411 | 4 | 2022-01-01 | Elec | Elec | 0.45 | 6.7146 | 0.35785 | 5.2411 | 4 | 2022-01-01 | Elec | Elec | 0.45 | 6.7146 | 0.35785 | 5.2411 | 4 | 2022-01-01 | Elec | Elec | 0.45 | 6.7146 | 0.35785 | 5.2411 | 4 | 2022-01-01 | Elec | Elec | 0.45 | 6.7146 | 0.35785 | 5.2411 | 4 | 2022-01-01 | Elec | Elec | 0.45 | 6.7146 | 0.35785 | 5.2411 | 4 | 2022-01-01 | Elec | Elec | 0.45 | 6.7146 | 0.35785 | 5.2411 | 4 | 2022-01-01 | Elec | Elec | 0.45 | 6.7146 | 0.35785 | 5.2411 | 4 | 2022-01-01 | Elec | Elec | 0.45 | 6.7146 | 0.35785 | 5.2411 | 4 | 2022-01-01 | Elec | Elec | 0.45 | 6.7146 | 0.35785 | 5.2411 | 4 | 2022-01-01 | Elec | Elec | 0.45 | 6.7146 | 0.35785 | 5.2411 | 4 | 2022-01-01 | Elec | Elec | 0.45 | 6.7146 | 0.35785 | 5.2411 | 4 | 2022-01-01 | Elec | Elec | 0.45 | 6.7146 | 0.35785 | 5.2411 | 4 | 2022-01-01 | Elec | Elec | 0.45 | 6.7146 | 0.35785 | 5.2411 | 4 | 2022-01-01 | Elec | Elec | 0.45 | 6.7146 | 0.35785 | 5.2411 | 4 | 2022-01-01 | Elec | Elec | 0.45 | 6.7146 | 0.35785 | 5.2411 | 4 | 2022-01-01 | Elec | Elec | 0.45 | 6.7146 | 0.35785 | 5.2411 | 4 | 2022-01-01 | Elec | Elec | 0.45 | 6.7146 | 0.35785 | 5.2411 | 4 | 2022-01-01 | Elec | Elec | 0.45 | 6.7146 | 0.35785 | 5.2411 | 4 | 2022-01-01 | Elec | Elec | 0.45 | 6.7146 | 0.35785 | 5.2411 | 4 | 2022-01-01 | Elec | Elec | 0.45 | 6.7146 | 0.35785 | 5.2411 | 4 | 2022-01-01 | Elec | Elec | 0.45 | 6.7146 | 0.35785 | 5.2411 | 4 | 2022-01-01 | Elec | Elec | 0.45 | 6.7146 | 0.35785 | 5.2411 | 4 | 2022-01-01 | Elec | Elec | 0.45 | 6.7146 | 0.35785 | 5.2411 | 4 | 2022-01-01 | Elec | Elec | 0.45 | 6.7146 | 0.35785 | 5.2411 | 4 | 2022-01-01 | Elec | Elec | 0.45 | 6.7146 | 0.35785 | 5.2411 | 4 | 2022-01-01 | Elec | Elec | 0.45 | 6.7146 | 0.35785 | 5.2411 | 4 | 2022-01-01 | Elec | Elec | 0.45 | 6.7146 | 0.35785 | 5.2411 | 4 | 2022-01-01 | Elec | Elec | 0.45 | 6.7146 | 0.35785 | 5.2411 | 4 | 2022-01-01 | Elec | Elec | 0.45 | 6.7146 | 0.35785 | 5.2411 | 4 | 2022-01-01 | Elec | Elec | 0.45 | 6.7146 | 0.35785 | 5.2411 | 4 | 2022-01-01 | Elec | Elec | 0.45 | 6.7146 | 0.35785 | 5.2411 | 4 | 2022-01-01 | Elec | Elec | 0.45 | 6.7146 | 0.35785 | 5.2411 | 4 | 2022-01-01 | Elec | Elec | 0.45 | 6.7146 | 0.35785 | 5.2411 | 4 | 2022-01-01 | Elec | Elec | 0.45 | 6.7146 | 0.35785 | 5.2411 | 4 | 2022-01-01 | Elec | Elec | 0.45 | 6.7146 | 0.35785 | 5.2411 | 4 | 2022-01-01 | Elec | Elec | 0.45 | 6.7146 | 0.35785 | 5.2411 | 4 | 2022-01-01 | Elec | Elec | 0.45 | 6.7146 | 0.35785 | 5.2411 | 4 | 2022-01-01 | Elec | Elec | 0.45 | 6.7146 | 0.35785 | 5.2411 | 4 | 2022-01-01 | Elec | Elec | 0.45 | 6.7146 | 0.35785 | 5.2411 | 4 | 2022-01-01 | Elec | Elec | 0.45 | 6.7146 | 0.35785 | 5.2411 | 4 | 2022-01-01 | Elec | Elec | 0.45 | 6.7146 | 0.35785 | 5.2411 | 4 | 2022-01-01 | Elec | Elec | 0.45 | 6.7146 | 0.35785 | 5.2411 | 4 | 2022-01-01 | Elec | Elec | 0.45 | 6.7146 | 0.35785 | 5.2411 | 4 | 2022-01-01 | Elec | Elec | 0.45 | 6.7146 | 0.35785 | 5.2411 | 4 | 2022-01-01 | Elec | Elec | 0.45 | 6.7146 | 0.35785 | 5.2411 | 4 | 2022-01-01 | Elec | Elec | 0.45 | 6.7146 | 0.35785 | 5.2411 | 4 | 2022-01-01 | Elec | Elec | 0.45 | 6.7146 | 0.35785 | 5.2411 | 4 | 2022-01-01 | Elec | Elec | 0.45 | 6.7146 | 0.35785 | 5.2411 | 4 | 2022-01-01 | Elec | Elec | 0.45 | 6.7146 | 0.35785 | 5.2411 | 4 | 2022-01-01 | Elec | Elec | 0.45 | 6.7146 | 0.35785 | 5.2411 | 4 | 2022-01-01 | Elec | Elec | 0.45 | 6.7146 | 0.35785 | 5.2411 | 4 | 2022-01-01 | Elec | Elec | 0.45 | 6.7146 | 0.35785 | 5.2411 | 4 | 2022-01-01 | Elec | Elec | 0.45 | 6.7146 | 0.35785 | 5.2411 | 4 | 2022-01-01 | Elec | Elec | 0.45 | 6.7146 | 0.35785 | 5.2411 | 4 | 2022-01-01 | Elec | Elec | 0.45 | 6.7146 | 0.35785 | 5.2411 | 4 | 2022-01-01 | Elec | Elec | 0.45 | 6.7146 | 0.35785 | 5.2411 | 4 | 2022-01-01 | Elec | Elec | 0.45 | 6.7146 | 0.35785 | 5.2411 | 4 | 2022-01-01 | Elec | Elec | 0.45 | 6.7146 | 0.35785 | 5.2411 | 4 | 2022-01-01 | Elec | Elec | 0.45 | 6.7146 | 0.35785 | 5.2411 | 4 | 2022-01-01 | Elec | Elec | 0.45 | 6.7146 | 0.35785 | 5.2411 | 4 | 2022-01-01 | Elec | Elec | 0.45 | 6.7146 | 0.35785 | 5.2411 | 4 | 2022-01-01 | Elec | Elec | 0.45 | 6.7146 | 0.35785 | 5.2411 | 4 | 2022-01-01 | Elec | Elec | 0.45 | 6.7146 | 0.35785 | 5.2411 | 4 | 2022-01-01 | Elec | Elec | 0.45 | 6.7146 | 0.35785 | 5.2411 | 4 | 2022-01-01 | Elec | Elec | 0.45 | 6.7146 | 0.35785 | 5.2411 | 4 | 2022-01-01 | Elec | Elec | 0.45 | 6.7146 | 0.35785 | 5.2411 | 4 | 2022-01-01 | Elec | Elec | 0.45 | 6.7146 | 0.35785 | 5.2411 | 4 | 2022-01-01 | Elec | Elec | 0.45 | 6.7146 | 0.35785 | 5.2411 | 4 | 2022-01-01 | Elec | Elec | 0.45 | 6.7146 | 0.35785 | 5.2411 | 4 | 2022-01-01 | Elec | Elec | 0.45 | 6.7146 | 0.35785 | 5.2411 | 4 | 2022-01-01 | Elec | Elec | 0.45 | 6.7146 | 0.35785 | 5.2411 | 4 | 2022-01-01 | Elec | Elec | 0.45 | 6.7146 | 0.35785 | 5.2411 | 4 | 2022-01-01 | Elec | Elec | 0.45 | 6.7146 | 0.35785 | 5.2411 | 4 | 2022-01-01 | Elec | Elec | 0.45 | 6.7146 | 0.35785 | 5.2411 | 4 | 2022-01-01 | Elec | Elec | 0.45 | 6.7146 | 0.35785 | 5.2411 | 4 | 2022-01-01 | Elec | Elec | 0.45 | 6.7146 | 0.35785 | 5.2411 | 4 | 2022-01-01 | Elec | Elec | 0.45 | 6.7146 | 0.35785 | 5.2411 | 4 | 2022-01-01 | Elec | Elec | 0.45 | 6.7146 | 0.35785 | 5.2411 | 4 | 2022-01-01 | Elec | Elec | 0.45 | 6.7146 | 0.35785 | 5.2411 | 4 | 2022-01-01 | Elec | Elec | 0.45 | 6.7146 | 0.35785 | 5.2411 | 4 | 2022-01-01 | Elec | Elec | 0.45 | 6.7146 | 0.35785 | 5.2411 | 4 | 2022-01-01 | Elec | Elec | 0.45 | 6.7146 | 0.35785 | 5.2411 | 4 | 2022-01-01 | Elec | Elec | 0.45 | 6.7146 | 0.35785 | 5.2411 | 4 | 2022-01-01 | Elec | Elec | 0.45 | 6.7146 | 0.35785 | 5.2411 | 4 | 2022-01-01 | Elec | Elec | 0.45 | 6.7146 | 0.35785 | 5.2411 | 4 | 2022-01-01 | Elec | Elec | 0.45 | 6.7146 | 0.35785 | 5.2411 | 4 | 2022-01-01 | Elec | Elec | 0.45 | 6.7146 | 0.35785 | 5.2411 | 4 | 2022-01-01 | Elec | Elec | 0.45 | 6.7146 | 0.35785 | 5.2411 | 4 | 2022-01-01 | Elec | Elec | 0.45 | 6.7146 | 0.35785 | 5.2411 | 4 | 2022-01-01 | Elec | Elec | 0.45 | 6.7146 | 0.35785 | 5.2411 | 4 | 2022-01-01 | Elec | Elec | 0.45 | 6.7146 | 0.35785 | 5.2411 | 4 | 2022-01-01 | Elec | Elec | 0.45 | 6.7146 | 0.35785 | 5.2411 | 4 | 2022-01-01 | Elec | Elec | 0.45 | 6.7146 | 0.35785 | 5.2411 | 4 | 2022-01-01 | Elec | Elec | 0.45 | 6.7146 | 0.35785 | 5.2411 | 4 | 2022-01-01 | Elec | Elec | 0.45 | 6.7146 | 0.35785 | 5.2411 | 4 | 2022-01-01 | Elec | Elec | 0.45 | 6.7146 | 0.35785 | 5.2411 | 4 | 2022-01-01 | Elec | Elec | 0.45 | 6.7146 | 0.35785 | 5.2411 | 4 | 2022-01-01 | Elec | Elec | 0.45 | 6.7146 | 0.35785 | 5.2411 | 4 | 2022-01-01 | Elec | Elec | 0.45 | 6.7146 | 0.35785 | 5.2411 | 4 | 2022-01-01 | Elec | Elec | 0.45 | 6.7146 | 0.35785 | 5.2411 | 4 | 2022-01-01 | Elec | Elec | 0.45 | 6.7146 | 0.35785 | 5.2411 | 4 | 2022-01-01 | Elec | Elec | 0.45 | 6.7146 | 0.35785 | 5.2411 | 4 | 2022-01-01 | Elec | Elec | 0.45 | 6.7146 | 0.35785 | 5.2411 | 4 | 2022-01-01 | Elec | Elec | 0.45 | 6.7146 | 0.35785 | 5.2411 | 4 | 2022-01-01 | Elec | Elec | 0.45 | 6.7146 | 0.35785 | 5.2411 | 4 | 2022-01-01 | Elec | Elec | 0.45 | 6.7146 | 0.35785 | 5.2411 | 4 | 2022-01-01 | Elec | Elec | 0.45 | 6.7146 | 0.35785 | 5.2411 | 4 | 2022-01-01 | Elec | Elec | 0.45 | 6.7146 | 0.35785 | 5.2411 | 4 | 2022-01-01 | Elec | Elec | 0.45 | 6.7146 | 0.35785 | 5.2411 | 4 | 2022-01-01 | Elec | Elec | 0.45 | 6.7146 | 0.35785 | 5.2411 | 4 | 2022-01-01 | Elec | Elec | 0.45 | 6.7146 | 0.35785 | 5.2411 | 4 | 2022-01-01 | Elec | Elec | 0.45 | 6.7146 | 0.35785 | 5.2411 | 4 | 2022-01-01 | Elec | Elec | 0.45 | 6.7146 | 0.35785 | 5.2411 | 4 | 2022-01-01 | Elec | Elec | 0.45 | 6.7146 | 0.35785 | 5.2411 | 4 | 2022-01-01 | Elec | Elec | 0.45 | 6.7146 | 0.35785 | 5.2411 | 4 | 2022-01-01 | Elec | Elec | 0.45 | 6.7146 | 0.35785 | 5.2411 | 4 | 2022-01-01 | Elec | Elec | 0.45 | 6.7146 | 0.35785 | 5.2411 | 4 | 2022-01-01 | Elec | Elec | 0.45 | 6.7146 | 0.35785 | 5.2411 | 4 | 2022-01-01 | Elec | Elec | 0.45 | 6.7146 | 0.35785 | 5.2411 | 4 | 2022-01-01 | Elec | Elec | 0.45 | 6.7146 | 0.35785 | 5.2411 | 4 | 2022-01-01 | Elec | Elec | 0.45 | 6.7146 | 0.35785 | 5.2411 | 4 | 2022-01-01 | Elec | Elec | 0.45 | 6.7146 | 0.35785 | 5.2411 | 4 | 2022-01-01 | Elec | Elec | 0.45 | 6.7146 | 0.35785 | 5.2411 | 4 | 2022-01-01 | Elec | Elec | 0.45 | 6.7146 | 0.35785 | 5.2411 | 4 | 2022-01-01 | Elec | Elec | 0.45 | 6.7146 | 0.35785 | 5.2411 | 4 | 2022-01-01 | Elec | Elec | 0.45 | 6.7146 | 0.35785 | 5.2411 | 4 | 2022-01-01 | Elec | Elec | 0.45 | 6.7146 | 0.35785 | 5.2411 | 4 | 2022-01-01 | Elec | Elec | 0.45 | 6.7146 | 0.35785 | 5.2411 | 4 | 2022-01-01 | Elec | Elec | 0.45 | 6.7146 | 0.35785 | 5.2411 | 4 | 2022-01-01 | Elec | Elec | 0.45 | 6.7146 | 0.35785 | 5.2411 | 4 | 2022-01-01 | Elec | Elec | 0.45 | 6.7146 | 0.35785 | 5.2411 | 4 | 2022-01-01 | Elec | Elec | 0.45 | 6.7146 | 0.35785 | 5.2411 | 4 | 2022-01-01 | Elec | Elec | 0.45 | 6.7146 | 0.35785 | 5.2411 | 4 | 2022-01-01 | Elec | Elec | 0.45 | 6.7146 | 0.35785 | 5.2411 | 4 | 2022-01-01 | Elec | Elec | 0.45 | 6.7146 | 0.35785 | 5.2411 | 4 | 2022-01-01 | Elec | Elec | 0.45 | 6.7146 | 0.35785 | 5.2411 | 4 | 2022-01-01 | Elec | Elec | 0.45 | 6.7146 | 0.35785 | 5.2411 | 4 | 2022-01-01 | Elec | Elec | 0.45 | 6.7146 | 0.35785 | 5.2411 | 4 | 2022-01-01 | Elec | Elec | 0.45 | 6.7146 | 0.35785 | 5.2411 | 4 | 2022-01-01 | Elec | Elec | 0.45 | 6.7146 | 0.35785 | 5.2411 | 4 | 2022-01-01 | Elec | Elec | 0.45 | 6.7146 | 0.35785 | 5.2411 | 4 | 2022-01-01 | Elec | Elec | 0.45 | 6.7146 | 0.35785 | 5.2411 | 4 | 2022-01-01 | Elec | Elec | 0.45 | 6.7146 | 0.35785 | 5.2411 | 4 | 2022-01-01 | Elec | Elec | 0.45 | 6.7146 | 0.35785 | 5.2411 | 4 | 2022-01-01 | Elec | Elec | 0.45 | 6.7146 | 0.35785 | 5.2411 | 4 | 2022-01-01 | Elec | Elec | 0.45 | 6.7146 | 0.35785 | 5.2411 | 4 | 2022-01-01 | Elec | Elec | 0.45 | 6.7146 | 0.35785 | 5.2411 | 4 | 2022-01-01 | Elec | Elec | 0.45 | 6.7146 | 0.35785 | 5.2411 | 4 | 2022-01-01 | Elec | Elec | 0.45 | 6.7146 | 0.35785 | 5.2411 | 4 | 2022-01-01 | Elec | Elec | 0.45 | 6.7146 | 0.35785 | 5.2411 | 4 | 2022-01-01 | Elec | Elec | 0.45 | 6.7146 | 0.35785 | 5.2411 | 4 | 2022-01-01 | Elec | Elec | 0.45 | 6.7146 | 0.35785 | 5.2411 | 4 | 2022-01-01 | Elec | Elec | 0.45 | 6.7146 | 0.35785 | 5.2411 | 4 | 2022-01-01 | Elec | Elec | 0.45 | 6.7146 | 0.35785 | 5.2411 | 4 | 2022-01-01 | Elec | Elec | 0.45 | 6.7146 | 0.35785 | 5.2411 | 4 | 2022-01-01 | Elec | Elec | 0.45 | 6.7146 | 0.35785 | 5.2411 | 4 | 2022-01-01 | Elec | Elec | 0.45 | 6.7146 | 0.35785 | 5.2411 | 4 | 2022-01-01 | Elec | Elec | 0.45 | 6.7146 | 0.35785 | 5.2411 | 4 | 2022-01-01 | Elec | Elec | 0.45 | 6.7146 | 0.35785 | 5.2411 | 4 | 2022-01-01 | Elec | Elec | 0.45 | 6.7146 | 0.35785 | 5.2411 | 4 | 2022-01-01 | Elec | Elec | 0.45 | 6.7146 | 0.35785 | 5.2411 | 4 | 2022-01-01 | Elec | Elec | 0.45 | 6.7146 | 0.35785 | 5.2411 | 4 | 2022-01-01 | Elec | Elec | 0.45 | 6.7146 | 0.35785 | 5.2411 | 4 | 2022-01-01 | Elec | Elec | 0.45 | 6.7146 | 0.35785 | 5.2411 | 4 | 2022-01-01 | Elec | Elec | 0.45 | 6.7146 | 0.35785 | 5.2411 | 4 | 2022-01-01 | Elec | Elec | 0.45 | 6.7146 | 0.35785 | 5.2411 | 4 | 2022-01-01 | Elec | Elec | 0.45 | 6.7146 | 0.35785 | 5.2411 | 4 | 2022-01-01 | Elec | Elec | 0.45 | 6.7146 | 0.35785 | 5.2411 | 4 | 2022-01-01 | Elec | Elec | 0.45 | 6.7146 | 0.35785 | 5.2411 | 4 | 2022-01-01 | Elec | Elec | 0.45 | 6.7146 | 0.35785 | 5.2411 | 4 | 2022-01-01 | Elec | Elec | 0.45 | 6.7146 | 0.35785 | 5.2411 | 4 | 2022-01-01 | Elec | Elec | 0.45 | 6.7146 | 0.35785 | 5.2411 | 4 | 2022-01-01 | Elec | Elec | 0.45 | 6.7146 | 0.35785 | 5.2411 | 4 | 2022-01-01 | Elec | Elec | 0.45 | 6.7146 | 0.35785 | 5.2411 | 4 | 2022-01-01 | Elec | Elec | 0.45 | 6.7146 | 0.35785 | 5.2411 | 4 | 2022-01-01 | Elec | Elec | 0.45 | 6.7146 | 0.35785 | 5.2411 | 4 | 2022-01-01 | Elec | Elec | 0.45 | 6.7146 | 0.35785 | 5.2411 | 4 | 2022-01-01 | Elec | Elec | 0.45 | 6.7146 | 0.35785 | 5.2411 | 4 | 2022-01-01 | Elec | Elec | 0.45 | 6.7146 | 0.35785 | 5.2411 | 4 | 2022-01-01 | Elec | Elec | 0.45 | 6.7146 | 0.35785 | 5.2411 | 4 | 2022-01-01 | Elec | Elec | 0.45 | 6.7146 | 0.35785 | 5.2411 | 4 | 2022-01-01 | Elec | Elec | 0.45 | 6.7146 | 0.35785 | 5.2411 | 4 | 2022-01-01 | Elec | Elec | 0.45 | 6.7146 | 0.35785 | 5.2411 | 4 | 2022-01-01 | Elec | Elec | 0.45 | 6.7146 | 0.35785 | 5.2411 | 4 | 2022-01-01 | Elec | Elec | 0.45 | 6.7146 | 0.35785 | 5.2411 | 4 | 2022-01-01 | Elec | Elec | 0.45 | 6.7146 | 0.35785 | 5.2411 | 4 | 2022-01-01 | Elec | Elec | 0.45 | 6.7146 | 0.35785 | 5.2411 | 4 | 2022-01-01 | Elec | Elec | 0.45 | 6.7146 | 0.35785 | 5.2411 | 4 | 2022-01-01 | Elec | Elec | 0.45 | 6.7146 | 0.35785 | 5.2411 | 4 | 2022-01-01 | Elec | Elec | 0.45 | 6.7146 | 0.35785 | 5.2411 | 4 | 2022-01-01 | Elec | Elec | 0.45 | 6.7146 | 0.35785 | 5.2411 | 4 | 2022-01-01 | Elec | Elec | 0.45 | 6.7146 | 0.35785 | 5.2411 | 4 | 2022-01-01 | Elec | Elec | 0.45 | 6.7146 | 0.35785 | 5.2411 | 4 | 2022-01-01 | Elec | Elec | 0.45 | 6.7146 | 0.35785 | 5.2411 | 4 | 2022-01-01 | Elec | Elec | 0.45 | 6.7146 | 0.35785 | 5.2411 | 4 | 2022-01-01 | Elec | Elec | 0.45 | 6.7146 | 0.35785 | 5.2411 | 4 | 2022-01-01 | Elec | Elec | 0.45 | 6.7146 | 0.35785 | 5.2411 | 4 | 2022-01-01 | Elec | Elec | 0.45 | 6.7146 | 0.35785 | 5.2411 | 4 | 2022-01-01 | Elec | Elec | 0.45 | 6.7146 | 0.35785 | 5.2411 | 4 | 2022-01-01 | Elec | Elec | 0.45 | 6.7146 | 0.35785 | 5.2411 | 4 | 2022-01-01 | Elec | Elec | 0.45 | 6.7146 | 0.35785 | 5.2411 | 4 | 2022-01-01 | Elec | Elec | 0.45 | 6.7146 | 0.35785 | 5.2411 | 4 | 2022-01-01 | Elec | Elec | 0.45 | 6.7146 | 0.35785 | 5.2411 | 4 | 2022-01-01 | Elec | Elec | 0.45 | 6.7146 | 0.35785 | 5.2411 | 4 | 2022-01-01 | Elec | Elec | 0.45 | 6.7146 | 0.35785 | 5.2411 | 4 | 2022-01-01 | Elec | Elec | 0.45 | 6.7146 | 0.35785 | 5.2411 | 4 | 2022-01-01 | Elec | Elec | 0.45 | 6.7146 | 0.35785 | 5.2411 | 4 | 2022-01-01 | Elec | Elec | 0.45 | 6.7146 | 0.35785 | 5.2411 | 4 | 2022-01-01 | Elec | Elec | 0.45 | 6.7146 | 0.35785 | 5.2411 | 4 | 2022-01-01 | Elec | Elec | 0.45 | 6.7146 | 0.35785 | 5.2411 | 4 | 2022-01-01 | Elec | Elec | 0.45 | 6.7146 | 0.35785 | 5.2411 | 4 | 2022-01-01 | Elec | Elec | 0.45 | 6.7146 | 0.35785 | 5.2411 | 4 | 2022-01-01 | Elec | Elec | 0.45 | 6.7146 | 0.35785 | 5.2411 | 4 | 2022-01-01 | Elec | Elec | 0.45 | 6.7146 | 0.35785 | 5.2411 | 4 | 2022-01-01 | Elec | Elec | 0.45 | 6.7146 | 0.35785 | 5.2411 | 4 | 2022-01-01 | Elec | Elec | 0.45 | 6.7146 | 0.35785 | 5.2411 | 4 | 2022-01-01 | Elec | Elec | 0.45 | 6.7146 | 0.35785 | 5.2411 | 4 | 2022-01-01 | Elec | Elec | 0.45 | 6.7146 | 0.35785 | 5.2411 | 4 | 2022-01-01 | Elec | Elec | 0.45 | 6.7146 | 0.35785 | 5.2411 | 4 | 2022-01-01 | Elec | Elec | 0.45 | 6.7146 | 0.35785 | 5.2411 | 4 | 2022-01-01 | Elec | Elec | 0.45 | 6.7146 | 0.35785 | 5.2411 | 4 | 2022-01-01 | Elec | Elec | 0.45 | 6.7146 | 0.35785 | 5.2411 | 4 | 2022-01-01 | Elec | Elec | 0.45 | 6.7146 | 0.35785 | 5.2411 | 4 | 2022-01-01 | Elec | Elec | 0.45 | 6.7146 | 0.35785 | 5.2411 | 4 | 2022-01-01 | Elec | Elec | 0.45 | 6.7146 | 0.35785 | 5.2411 | 4 | 2022-01-01 | Elec | Elec | 0.45 | 6.7146 | 0.35785 | 5.2411 | 4 | 2022-01-01 | Elec | Elec | 0.45 | 6.7146 | 0.35785 | 5.2411 | 4 | 2022-01-01 | Elec | Elec | 0.45 | 6.7146 | 0.35785 | 5.2411 | 4 | 2022-01-01 | Elec | Elec | 0.45 | 6.7146 | 0.35785 | 5.2411 | 4 | 2022-01-01 | Elec | Elec | 0.45 | 6.7146 | 0.35785 | 5.2411 | 4 | 2022-01-01 | Elec | Elec | 0.45 | 6.7146 | 0.35785 | 5.2411 | 4 | 2022-01-01 | Elec | Elec | 0.45 | 6.7146 | 0.35785 | 5.2411 | 4 | 2022-01-01 | Elec | Elec | 0.45 | 6.7146 | 0.35785 | 5.2411 | 4 | 2022-01-01 | Elec | Elec | 0.45 | 6.7146 | 0.35785 | 5.2411 | 4 | 2022-01-01 | Elec | Elec | 0.45 | 6.7146 | 0.35785 | 5.2411 | 4 | 2022-01-01 | Elec | Elec | 0.45 | 6.7146 | 0.35785 | 5.2411 | 4 | 2022-01-01 | Elec | Elec | 0.45 | 6.7146 | 0.35785 | 5.2411 | 4 | 2022-01-01 | Elec | Elec | 0.45 | 6.7146 | 0.35785 | 5.2411 | 4 | 2022-01-01 | Elec | Elec | 0.45 | 6.7146 | 0.35785 | 5.2411 | 4 | 2022-01-01 | Elec | Elec | 0.45 | 6.7146 | 0.35785 | 5.2411 | 4 | 2022-01-01 | Elec | Elec | 0.45 | 6.7146 | 0.35785 | 5.2411 | 4 | 2022-01-01 | Elec | Elec | 0.45 | 6.7146 | 0.35785 | 5.2411 | 4 | 2022-01-01 | Elec | Elec | 0.45 | 6.7146 | 0.35785 | 5.2411 | 4 | 2022-01-01 | Elec | Elec | 0.45 | 6.7146 | 0.35785 | 5.2411 | 4 | 2022-01-01 | Elec | Elec | 0.45 | 6.7146 | 0.35785 | 5.2411 | 4 | 2022-01-01 | Elec | Elec | 0.45 | 6.7146 | 0.35785 | 5.2411 | 4 | 2022-01-01 | Elec | Elec | 0.45 | 6.7146 | 0.35785 | 5.2411 | 4 | 2022-01-01 | Elec | Elec | 0.45 | 6.7146 | 0.35785 | 5.2411 | 4 | 2022-01-01 | Elec | Elec | 0.45 | 6.7146 | 0.35785 | 5.2411 | 4 | 2022-01-01 | Elec | Elec | 0.45 | 6.7146 | 0.35785 | 5.2411 | 4 | 2022-01-01 | Elec | Elec | 0.45 | 6.7146 | 0.35785 | 5.2411 | 4 | 2022-01-01 | Elec | Elec | 0.45 | 6.7146 | 0.35785 | 5.2411 | 4 | 2022-01-01 | Elec | Elec | 0.45 | 6.7146 | 0.35785 | 5.2411 | 4 | 2022-01-01 | Elec | Elec | 0.45 | 6.7146 | 0.35785 | 5.2411 | 4 | 2022-01-01 | Elec | Elec | 0.45 | 6.7146 | 0.35785 | 5.2411 | 4 | 2022-01-01 | Elec | Elec | 0.45 | 6.7146 | 0.35785 | 5.2411 | 4 | 2022-01-01 | Elec | Elec | 0.45 | 6.7146 | 0.35785 | 5.2411 | 4 | 2022-01-01 | Elec | Elec | 0.45 | 6.7146 | 0.35785 | 5.2411 | 4 | 2022-01-01 | Elec | Elec | 0.45 | 6.7146 | 0.35785 | 5.2411 | 4 | 2022-01-01 | Elec | Elec | 0.45 | 6.7146 | 0.35785 | 5.2411 | 4 | 2022-01-01 | Elec | Elec | 0.45 | 6.7146 | 0.35785 | 5.2411 | 4 | 2022-01-01 | Elec | Elec | 0.45 | 6.7146 | 0.35785 | 5.2411 | 4 | 2022-01-01 | Elec | Elec | 0.45 | 6.7146 | 0.35785 | 5.2411 | 4 | 2022-01-01 | Elec | Elec | 0.45 | 6.7146 | 0.35785 | 5.2411 | 4 | 2022-01-01 | Elec | Elec | 0.45 | 6.7146 | 0.35785 | 5.2411 | 4 | 2022-01-01 | Elec | Elec | 0.45 | 6.7146 | 0.35785 | 5.2411 | 4 | 2022-01-01 | Elec | Elec | 0.45 | 6.7146 | 0.35785 | 5.2411 | 4 | 2022-01-01 | Elec | Elec | 0.45 | 6.7146 | 0.35785 | 5.2411 | 4 | 2022-01-01 | Elec | Elec | 0.45 | 6.7146 | 0.35785 | 5.2411 | 4 | 2022-01-01 | Elec | Elec | 0.45 | 6.7146 | 0.35785 | 5.2411 | 4 | 2022-01-01 | Elec | Elec | 0.45 | 6.7146 | 0.35785 | 5.2411 | 4 | 2022-01-01 | Elec | Elec | 0.45 | 6.7146 | 0.35785 | 5.2411 | 4 | 2022-01-01 | Elec | Elec | 0.45 | 6.7146 | 0.35785 | 5.2411 | 4 | 2022-01-01 | Elec | Elec | 0.45 | 6.7146 | 0.35785 | 5.2411 | 4 | 2022-01-01 | Elec | Elec | 0.45 | 6.7146 | 0.35785 | 5.2411 | 4 | 2022-01-01 | Elec | Elec | 0.45 | 6.7146 | 0.35785 | 5.2411 | 4 | 2022-01-01 | Elec | Elec | 0.45 | 6.7146 | 0.35785 | 5.2411 | 4 | 2022-01-01 | Elec | Elec | 0.45 | 6.7146 | 0.35785 | 5.2411 | 4 | 2022-01-01 | Elec | Elec | 0.45 | 6.7146 | 0.35785 | 5.2411 | 4 | 2022-01-01 | Elec | Elec | 0.45 | 6.7146 | 0.35785 | 5.2411 | 4 | 2022-01-01 | Elec | Elec | 0.45 | 6.7146 | 0.35785 | 5.2411 | 4 | 2022-01-01 | Elec | Elec | 0.45 | 6.7146 | 0.35785 | 5.2411 | 4 | 2022-01-01 | Elec | Elec | 0.45 | 6.7146 | 0.35785 | 5.2411 | 4 | 2022-01-01 | Elec | Elec | 0.45 | 6.7146 | 0.35785 | 5.2411 | 4 | 2022-01-01 | Elec | Elec | 0.45 | 6.7146 | 0.35785 | 5.2411 | 4 | 2022-01-01 | Elec | Elec | 0.45 | 6.7146 | 0.35785 | 5.2411 | 4 | 2022-01-01 | Elec | Elec | 0.45 | 6.7146 | 0.35785 | 5.2411 | 4 | 2022-01-01 | Elec | Elec | 0.45 | 6.7146 | 0.35785 | 5.2411 | 4 | 2022-01-01 | Elec | Elec | 0.45 | 6.7146 | 0.35785 | 5.2411 | 4 | 2022-01-01 | Elec | Elec | 0.45 | 6.7146 | 0.35785 | 5.2411 | 4 | 2022-01-01 | Elec | Elec | 0.45 | 6.7146 | 0.35785 | 5.2411 | 4 | 2022-01-01 | Elec | Elec | 0.45 | 6.7146 | 0.35785 | 5.2411 | 4 | 2022-01-01 | Elec | Elec | 0.45 | 6.7146 | 0.35785 | 5.2411 | 4 | 2022-01-01 | Elec | Elec | 0.45 | 6.7146 | 0.35785 | 5.2411 | 4 | 2022-01-01 | Elec | Elec | 0.45 | 6.7146 | 0.35785 | 5.2411 | 4 | 2022-01-01 | Elec | Elec | 0.45 | 6.7146 | 0.35785 | 5.2411 | 4 | 2022-01-01 | Elec | Elec | 0.45 | 6.7146 | 0.35785 | 5.2411 | 4 | 2022-01-01 | Elec | Elec | 0.45 | 6.7146 | 0.35785 | 5.2411 | 4 | 2022-01-01 | Elec | Elec | 0.45 | 6.7146 | 0.35785 | 5.2411 | 4 | 2022-01-01 | Elec | Elec | 0.45 | 6.7146 | 0.35785 | 5.2411 | 4 | 2022-01-01 | Elec | Elec | 0.45 | 6.7146 | 0.35785 | 5.2411 | 4 | 2022-01-01 | Elec | Elec | 0.45 | 6.7146 | 0.35785 | 5.2411 | 4 | 2022-01-01 | Elec | Elec | 0.45 | 6.7146 | 0.35785 | 5.2411 | 4 | 2022-01-01 | Elec | Elec | 0.45 | 6.7146 | 0.35785 | 5.2411 | 4 | 2022-01-01 | Elec | Elec | 0.45 | 6.7146 | 0.35785 | 5.2411 | 4 | 2022-01-01 | Elec | Elec | 0.45 | 6.7146 | 0.35785 | 5.2411 | 4 | 2022-01-01 | Elec | Elec | 0.45 | 6.7146 | 0.35785 | 5.2411 | 4 | 2022-01-01 | Elec | Elec | 0.45 | 6.7146 | 0.35785 | 5.2411 | 4 | 2022-01-01 | Elec | Elec | 0.45 | 6.7146 | 0.35785 | 5.2411 | 4 | 2022-01-01 | Elec | Elec | 0.45 | 6.7146 | 0.35785 | 5.2411 | 4 | 2022-01-01 | Elec | Elec | 0.45 | 6.7146 | 0.35785 | 5.2411 | 4 | 2022-01-01 | Elec | Elec | 0.45 | 6.7146 | 0.35785 | 5.2411 | 4 | 2022-01-01 | Elec | Elec | 0.45 | 6.7146 | 0.35785 | 5.2411 | 4 | 2022-01-01 | Elec | Elec | 0.45 | 6.7146 | 0.35785 | 5.2411 | 4 | 2022-01-01 | Elec | Elec | 0.45 | 6.7146 | 0.35785 | 5.2411 | 4 | 2022-01-01 | Elec | Elec | 0.45 | 6.7146 | 0.35785 | 5.2411 | 4 | 2022-01-01 | Elec | Elec | 0.45 | 6.7146 | 0.35785 | 5.2411 | 4 | 2022-01-01 | Elec | Elec | 0.45 | 6.7146 | 0.35785 | 5.2411 | 4 | 2022-01-01 | Elec | Elec | 0.45 | 6.7146 | 0.35785 | 5.2411 | 4 | 2022-01-01 | Elec | Elec | 0.45 | 6.7146 | 0.35785 | 5.2411 | 4 | 2022-01-01 | Elec | Elec | 0.45 | 6.7146 | 0.35785 | 5.2411 | 4 | 2022-01-01 | Elec | Elec | 0.45 | 6.7146 | 0.35785 | 5.2411 | 4 | 2022-01-01 | Elec | Elec | 0.45 | 6.7146 | 0.35785 | 5.2411 | 4 | 2022-01-01 | Elec | Elec | 0.45 | 6.7146 | 0.35785 | 5.2411 | 4 | 2022-01-01 | Elec | Elec | 0.45 | 6.7146 | 0.35785 | 5.2411 | 4 | 2022-01-01 | Elec | Elec | 0.45 | 6.7146 | 0.35785 | 5.2411 | 4 | 2022-01-01 | Elec | Elec | 0.45 | 6.7146 | 0.35785 | 5.2411 | 4 | 2022-01-01 | Elec | Elec | 0.45 | 6.7146 | 0.35785 | 5.2411 | 4 | 2022-01-01 | Elec | Elec | 0.45 | 6.7146 | 0.35785 | 5.2411 | 4 | 2022-01-01 | Elec | Elec | 0.45 | 6.7146 | 0.35785 | 5.2411 | 4 | 2022-01-01 | Elec | Elec | 0.45 | 6.7146 | 0.35785 | 5.2411 | 4 | 2022-01-01 | Elec | Elec | 0.45 | 6.7146 | 0.35785 | 5.2411 | 4 | 2022-01-01 | Elec | Elec | 0.45 | 6.7146 | 0.35785 | 5.2411 | 4 | 2022-01-01 | Elec | Elec | 0.45 | 6.7146 | 0.35785 | 5.2411 | 4 | 2022-01-01 | Elec | Elec | 0.45 | 6.7146 | 0.35785 | 5.2411 | 4 | 2022-01-01 | Elec | Elec | 0.45 | 6.7146 | 0.35785 | 5.2411 | 4 | 2022-01-01 | Elec | Elec | 0.45 | 6.7146 | 0.35785 | 5.2411 | 4 | 2022-01-01 | Elec | Elec | 0.45 | 6.7146 | 0.35785 | 5.2411 | 4 | 2022-01-01 | Elec | Elec | 0.45 | 6.7146 | 0.35785 | 5.2411 | 4 | 2022-01-01 | Elec | Elec | 0.45 | 6.7146 | 0.35785 | 5.2411 | 4 | 2022-01-01 | Elec | Elec | 0.45 | 6.7146 | 0.35785 | 5.2411 | 4 | 2022-01-01 | Elec | Elec | 0.45 | 6.7146 | 0.35785 | 5.2411 | 4 | 2022-01-01 | Elec | Elec | 0.45 | 6.7146 | 0.35785 | 5.2411 | 4 | 2022-01-01 | Elec | Elec | 0.45 | 6.7146 | 0.35785 | 5.2411 | 4 | 2022-01-01 | Elec | Elec | 0.45 | 6.7146 | 0.35785 | 5.2411 | 4 | 2022-01-01 | Elec | Elec | 0.45 | 6.7146 | 0.35785 | 5.2411 | 4 | 2022-01-01 | Elec | Elec | 0.45 | 6.7146 | 0.35785 | 5.2411 | 4 | 2022-01-01 | Elec | Elec | 0.45 | 6.7146 | 0.35785 | 5.2411 | 4 | 2022-01-01 | Elec | Elec | 0.45 | 6.7146 | 0.35785 | 5.2411 | 4 | 2022-01-01 | Elec | Elec | 0.45 | 6.7146 | 0.35785 | 5.2411 | 4 | 2022-01-01 | Elec | Elec | 0.45 | 6.7146 | 0.35785 | 5.2411 | 4 | 2022-01-01 | Elec | Elec | 0.45 | 6.7146 | 0.35785 | 5.2411 | 4 | 2022-01-01 | Elec | Elec | 0.45 | 6.7146 | 0.35785 | 5.2411 | 4 | 2022-01-01 | Elec | Elec | 0.45 | 6.7146 | 0.35785 | 5.2411 | 4 | 2022-01-01 | Elec | Elec | 0.45 | 6.7146 | 0.35785 | 5.2411 | 4 | 2022-01-01 | Elec | Elec | 0.45 | 6.7146 | 0.35785 | 5.2411 | 4 | 2022-01-01 | Elec | Elec | 0.45 | 6.7146 | 0.35785 | 5.2411 | 4 | 2022-01-01 | Elec | Elec | 0.45 | 6.7146 | 0.35785 | 5.2411 | 4 | 2022-01-01 | Elec | Elec | 0.45 | 6.7146 | 0.35785 | 5.2411 | 4 | 2022-01-01 | Elec | Elec | 0.45 | 6.7146 | 0.35785 | 5.2411 | 4 | 2022-01-01 | Elec | Elec | 0.45 | 6.7146 | 0.35785 | 5.2411 | 4 | 2022-01-01 | Elec | Elec | 0.45 | 6.7146 | 0.35785 | 5.2411 | 4 | 2022-01-01 | Elec | Elec | 0.45 | 6.7146 | 0.35785 | 5.2411 | 4 | 2022-01-01 | Elec | Elec | 0.45 | 6.7146 | 0.35785 | 5.2411 | 4 | 2022-01-01 | Elec | Elec | 0.45 | 6.7146 | 0.35785 | 5.2411 | 4 | 2022-01-01 | Elec | Elec | 0.45 | 6.7146 | 0.35785 | 5.2411 | 4 | 2022-01-01 | Elec | Elec | 0.45 | 6.7146 | 0.35785 | 5.2411 | 4 | 2022-01-01 | Elec | Elec | 0.45 | 6.7146 | 0.35785 | 5.2411 | 4 | 2022-01-01 | Elec | Elec | 0.45 | 6.7146 | 0.35785 | 5.2411 | 4 | 2022-01-01 | Elec | Elec | 0.45 | 6.7146 | 0.35785 | 5.2411 | 4 | 2022-01-01 | Elec | Elec | 0.45 | 6.7146 | 0.35785 | 5.2411 | 4 | 2022-01-01 | Elec | Elec | 0.45 | 6.7146 | 0.35785 | 5.2411 | 4 | 2022-01-01 | Elec | Elec | 0.45 | 6.7146 | 0.35785 | 5.2411 | 4 | 2022-01-01 | Elec | Elec | 0.45 | 6.7146 | 0.35785 | 5.2411 | 4 | 2022-01-01 | Elec | Elec | 0.45 | 6.7146 | 0.35785 | 5.2411 | 4 | 2022-01-01 | Elec | Elec | 0.45 | 6.7146 | 0.35785 | 5.2411 | 4 | 2022-01-01 | Elec | Elec | 0.45 | 6.7146 | 0.35785 | 5.2411 | 4 | 2022-01-01 | Elec | Elec | 0.45 | 6.7146 | 0.35785 | 5.2411 | 4 | 2022-01-01 | Elec | Elec | 0.45 | 6.7146 | 0.35785 | 5.2411 | 4 | 2022-01-01 | Elec | Elec | 0.45 | 6.7146 | 0.35785 | 5.2411 | 4 | 2022-01-01 | Elec | Elec | 0.45 | 6.7146 | 0.35785 | 5.2411 | 4 | 2022-01-01 | Elec | Elec | 0.45 | 6.7146 | 0.35785 | 5.2411 | 4 | 2022-01-01 | Elec | Elec | 0.45 | 6.7146 | 0.35785 | 5.2411 | 4 | 2022-01-01 | Elec | Elec | 0.45 | 6.7146 | 0.35785 | 5.2411 | 4 | 2022-01-01 | Elec | Elec | 0.45 | 6.7146 | 0.35785 | 5.2411 | 4 | 2022-01-01 | Elec | Elec | 0.45 | 6.7146 | 0.35785 | 5.2411 | 4 | 2022-01-01 | Elec | Elec | 0.45 | 6.7146 | 0.35785 | 5.2411 | 4 | 2022-01-01 | Elec | Elec | 0.45 | 6.7146 | 0.35785 | 5.2411 | 4 | 2022-01-01 | Elec | Elec | 0.45 | 6.7146 | 0.35785 | 5.2411 | 4 | 2022-01-01 | Elec | Elec | 0.45 | 6.7146 | 0.35785 | 5.2411 | 4 | 2022-01-01 | Elec | Elec | 0.45 | 6.7146 | 0.35785 | 5.2411 | 4 | 2022-01-01 | Elec | Elec | 0.45 | 6.7146 | 0.35785 | 5.2411 | 4 | 2022-01-01 | Elec | Elec | 0.45 | 6.7146 | 0.35785 | 5.2411 | 4 | 2022-01-01 | Elec | Elec | 0.45 | 6.7146 | 0.35785 | 5.2411 | 4 | 2022-01-01 | Elec | Elec | 0.45 | 6.7146 | 0.35785 | 5.2411 | 4 | 2022-01-01 | Elec | Elec | 0.45 | 6.7146 | 0.35785 | 5.2411 | 4 | 2022-01-01 | Elec | Elec | 0.45 | 6.7146 | 0.35785 | 5.2411 | 4 | 2022-01-01 | Elec | Elec | 0.45 | 6.7146 | 0.35785 | 5.2411 | 4 | 2022-01-01 | Elec | Elec | 0.45 | 6.7146 | 0.35785 | 5.2411 | 4 | 2022-01-01 | Elec | Elec | 0.45 | 6.7146 | 0.35785 | 5.2411 | 4 | 2022-01-01 | Elec | Elec | 0.45 | 6.7146 | 0.35785 | 5.2411 | 4 | 2022-01-01 | Elec | Elec | 0.45 | 6.7146 | 0.35785 | 5.2411 | 4 | 2022-01-01 | Elec | Elec | 0.45 | 6.7146 | 0.35785 | 5.2411 | 4 | 2022-01-01 | Elec | Elec | 0.45 | 6.7146 | 0.35785 | 5.2411 | 4 | 2022-01-01 | Elec | Elec | 0.45 | 6.7146 | 0.35785 | 5.2411 | 4 | 2022-01-01 | Elec | Elec | 0.45 | 6.7146 | 0.35785 | 5.2411 | 4 | 2022-01-01 | Elec | Elec | 0.45 | 6.7146 | 0.35785 | 5.2411 | 4 | 2022-01-01 | Elec | Elec | 0.45 | 6.7146 | 0.35785 | 5.2411 | 4 | 2022-01-01 | Elec | Elec | 0.45 | 6.7146 | 0.35785 | 5.2411 | 4 | 2022-01-01 | Elec | Elec | 0.45 | 6.7146 | 0.35785 | 5.2411 | 4 | 2022-01-01 | Elec | Elec | 0.45 | 6.7146 | 0.35785 | 5.2411 | 4 | 2022-01-01 | Elec | Elec | 0.45 | 6.7146 | 0.35785 | 5.2411 | 4 | 2022-01-01 | Elec | Elec | 0.45 | 6.7146 | 0.35785 | 5.2411 | 4 | 2022-01-01 | Elec | Elec | 0.45 | 6.7146 | 0.35785 | 5.2411 | 4 | 2022-01-01 | Elec | Elec | 0.45 | 6.7146 | 0.35785 | 5.2411 | 4 | 2022-01-01 | Elec | Elec | 0.45 | 6.7146 | 0.35785 | 5.2411 | 4 | 2022-01-01 | Elec | Elec | 0.45 | 6.7146 | 0.35785 | 5.2411 | 4 | 2022-01-01 | Elec | Elec | 0.45 | 6.7146 | 0.35785 | 5.2411 | 4 | 2022-01-01 | Elec | Elec | 0.45 | 6.7146 | 0.35785 | 5.2411 | 4 | 2022-01-01 | Elec | Elec | 0.45 | 6.7146 | 0.35785 | 5.2411 | 4 | 2022-01-01 | Elec | Elec | 0.45 | 6.7146 | 0.35785 | 5.2411 | 4 | 2022-01-01 | Elec | Elec | 0.45 | 6.7146 | 0.35785 | 5.2411 | 4 | 2022-01-01 | Elec | Elec | 0.45 | 6.7146 | 0.35785 | 5.2411 | 4 | 2022-01-01 | Elec | Elec | 0.45 | 6.7146 | 0.35785 | 5.2411 | 4 | 2022-01-01 | Elec | Elec | 0.45 | 6.7146 | 0.35785 | 5.2411 | 4 | 2022-01-01 | Elec | Elec | 0.45 | 6.7146 | 0.35785 | 5.2411 | 4 | 2022-01-01 | Elec | Elec | 0.45 | 6.7146 | 0.35785 | 5.2411 | 4 | 2022-01-01 | Elec | Elec | 0.45 | 6.7146 | 0.35785 | 5.2411 | 4 | 2022-01-01 | Elec | Elec | 0.45 | 6.7146 | 0.35785 | 5.2411 | 4 | 2022-01-01 | Elec | Elec | 0.45 | 6.7146 | 0.35785 | 5.2411 | 4 | 2022-01-01 | Elec | Elec | 0.45 | 6.7146 | 0.35785 | 5.2411 | 4 | 2022-01-01 | Elec | Elec | 0.45 | 6.7146 | 0.35785 | 5.2411 | 4 | 2022-01-01 | Elec | Elec | 0.45 | 6.7146 | 0.35785 | 5.2411 | 4 | 2022-01-01 | Elec | Elec | 0.45 | 6.7146 | 0.35785 | 5.2411 | 4 | 2022-01-01 | Elec | Elec | 0.45 | 6.7146 | 0.35785 | 5.2411 | 4 | 2022-01-01 | Elec | Elec | 0.45 | 6.7146 | 0.35785 | 5.2411 | 4 | 2022-01-01 | Elec | Elec | 0.45 | 6.7146 | 0.35785 | 5.2411 | 4 | 2022-01-01 | Elec | Elec | 0.45 | 6.7146 | 0.35785 | 5.2411 | 4 | 2022-01-01 | Elec | Elec | 0.45 | 6.7146 | 0.35785 | 5.2411 | 4 | 2022-01-01 | Elec | Elec | 0.45 | 6.7146 | 0.35785 | 5.2411 | 4 | 2022-01-01 | Elec | Elec | 0.45 | 6.7146 | 0.35785 | 5.2411 | 4 | 2022-01-01 | Elec | Elec | 0.45 | 6.7146 | 0.35785 | 5.2411 | 4 | 2022-01-01 | Elec | Elec | 0.45 | 6.7146 | 0.35785 | 5.2411 | 4 | 2022-01-01 | Elec | Elec | 0.45 | 6.7146 | 0.35785 | 5.2411 | 4 | 2022-01-01 | Elec | Elec | 0.45 | 6.7146 | 0.35785 | 5.2411 | 4 | 2022-01-01 | Elec | Elec | 0.45 | 6.7146 | 0.35785 | 5.2411 | 4 | 2022-01-01 | Elec | Elec | 0.45 | 6.7146 | 0.35785 | 5.2411 | 4 | 2022-01-01 | Elec | Elec | 0.45 | 6.7146 | 0.35785 | 5.2411 | 4 | 2022-01-01 | Elec | Elec | 0.45 | 6.7146 | 0.35785 | 5.2411 | 4 | 2022-01-01 | Elec | Elec | 0.45 | 6.7146 | 0.35785 | 5.2411 | 4 | 2022-01-01 | Elec | Elec | 0.45 | 6.7146 | 0.35785 | 5.2411 | 4 | 2022-01-01 | Elec | Elec | 0.45 | 6.7146 | 0.35785 | 5.2411 | 4 | 2022-01-01 | Elec | Elec | 0.45 | 6.7146 | 0.35785 | 5.2411 | 4 | 2022-01-01 | Elec | Elec | 0.45 | 6.7146 | 0.35785 | 5.2411 | 4 | 2022-01-01 | Elec | Elec | 0.45 | 6.7146 | 0.35785 | 5.2411 | 4 | 2022-01-01 | Elec | Elec | 0.45 | 6.7146 | 0.35785 | 5.2411 | 4 | 2022-01-01 | Elec | Elec | 0.45 | 6.7146 | 0.35785 | 5.2411 | 4 | 2022-01-01 | Elec | Elec | 0.45 | 6.7146 | 0.35785 | 5.2411 | 4 | 2022-01-01 | Elec | Elec | 0.45 | 6.7146 | 0.35785 | 5.2411 | 4 | 2022-01-01 | Elec | Elec | 0.45 | 6.7146 | 0.35785 | 5.2411 | 4 | 2022-01-01 | Elec | Elec | 0.45 | 6.7146 | 0.35785 | 5.2411 | 4 | 2022-01-01 | Elec | Elec | 0.45 | 6.7146 | 0.35785 | 5.2411 | 4 | 2022-01-01 | Elec | Elec | 0.45 | 6.7146 | 0.35785 | 5.2411 | 4 | 2022-01-01 | Elec | Elec | 0.45 | 6.7146 | 0.35785 | 5.2411 | 4 | 2022-01-01 | Elec | Elec | 0.45 | 6.7146 | 0.35785 | 5.2411 | 4 | 2022-01-01 | Elec | Elec | 0.45 | 6.7146 | 0.35785 | 5.2411 | 4 | 2022-01-01 | Elec | Elec | 0.45 | 6.7146 | 0.35785 | 5.2411 | 4 | 2022-01-01 | Elec | Elec | 0.45 | 6.7146 | 0.35785 | 5.2411 | 4 | 2022-01-01 | Elec | Elec | 0.45 | 6.7146 | 0.35785 | 5.2411 | 4 | 2022-01-01 | Elec | Elec | 0.45 | 6.7146 | 0.35785 | 5.2411 | 4 | 2022-01-01 | Elec | Elec | 0.45 | 6.7146 | 0.35785 | 5.2411 | 4 | 2022-01-01 | Elec | Elec | 0.45 | 6.7146 | 0.35785 | 5.2411 | 4 | 2022-01-01 | Elec | Elec | 0.45 | 6.7146 | 0.35785 | 5.2411 | 4 | 2022-01-01 | Elec | Elec | 0.45 | 6.7146 | 0.35785 | 5.2411 | 4 | 2022-01-01 | Elec | Elec | 0.45 | 6.7146 | 0.35785 | 5.2411 | 4 | 2022-01-01 | Elec | Elec | 0.45 | 6.7146 | 0.35785 | 5.2411 | 4 | 2022-01-01 | Elec | Elec | 0.45 | 6.7146 | 0.35785 | 5.2411 | 4 | 2022-01-01 | Elec | Elec | 0.45 | 6.7146 | 0.35785 | 5.2411 | 4 | 2022-01-01 | Elec | Elec | 0.45 | 6.7146 | 0.35785 | 5.2411 | 4 | 2022-01-01 | Elec | Elec | 0.45 | 6.7146 | 0.35785 | 5.2411 | 4 | 2022-01-01 | Elec | Elec | 0.45 | 6.7146 | 0.35785 | 5.2411 | 4 | 2022-01-01 | Elec | Elec | 0.45 | 6.7146 | 0.35785 | 5.2411 | 4 | 2022-01-01 | Elec | Elec | 0.45 | 6.7146 | 0.35785 | 5.2411 | 4 | 2022-01-01 | Elec | Elec | 0.45 | 6.7146 | 0.35785 | 5.2411 | 4 | 2022-01-01 | Elec | Elec | 0.45 | 6.7146 | 0.35785 | 5.2411 | 4 | 2022-01-01 | Elec | Elec | 0.45 | 6.7146 | 0.35785 | 5.2411 | 4 | 2022-01-01 | Elec | Elec | 0.45 | 6.7146 | 0.35785 | 5.2411 | 4 | 2022-01-01 | Elec | Elec | 0.45 | 6.7146 | 0.35785 | 5.2411 | 4 | 2022-01-01 | Elec | Elec | 0.45 | 6.7146 | 0.35785 | 5.2411 | 4 | 2022-01-01 | Elec | Elec | 0.45 | 6.7146 | 0.35785 | 5.2411 | 4 | 2022-01-01 | Elec | Elec | 0.45 | 6.7146 | 0.35785 | 5.2411 | 4 | 2022-01-01 | Elec | Elec | 0.45 | 6.7146 | 0.35785 | 5.2411 | 4 | 2022-01-01 | Elec | Elec | 0.45 | 6.7146 | 0.35785 | 5.2411 | 4 | 2022-01-01 | Elec | Elec | 0.45 | 6.7146 | 0.35785 | 5.2411 | 4 | 2022-01-01 | Elec | Elec | 0.45 | 6.7146 | 0.35785 | 5.2411 | 4 | 2022-01-01 | Elec | Elec | 0.45 | 6.7146 | 0.35785 | 5.2411 | 4 | 2022-01-01 | Elec | Elec | 0.45 | 6.7146 | 0.35785 | 5.2411 | 4 | 2022-01-01 | Elec | Elec | 0.45 | 6.7146 | 0.35785 | 5.2411 | 4 | 2022-01-01 | Elec | Elec | 0.45 | 6.7146 | 0.35785 | 5.2411 | 4 | 2022-01-01 | Elec | Elec | 0.45 | 6.7146 | 0.35785 | 5.2411 | 4 | 2022-01-01 | Elec | Elec | 0.45 | 6.7146 | 0.35785 | 5.2411 | 4 | 2022-01-01 | Elec | Elec | 0.45 | 6.7146 | 0.35785 | 5.2411 | 4 | 2022-01-01 | Elec | Elec | 0.45 | 6.7146 | 0.35785 | 5.2411 | 4 | 2022-01-01 | Elec | Elec | 0.45 | 6.7146 | 0.35785 | 5.2411 | 4 | 2022-01-01 | Elec | Elec | 0.45 | 6.7146 | 0.35785 | 5.2411 | 4 | 2022-01-01 | Elec | Elec | 0.45 | 6.7146 | 0.35785 | 5.2411 | 4 | 2022-01-01 | Elec | Elec | 0.45 | 6.7146 | 0.35785 | 5.2411 | 4 | 2022-01-01 | Elec | Elec | 0.45 | 6.7146 | 0.35785 | 5.2411 | 4 | 2022-01-01 | Elec | Elec | 0.45 | 6.7146 | 0.35785 | 5.2411 | 4 | 2022-01-01 | Elec | Elec | 0.45 | 6.7146 | 0.35785 | 5.2411 | 4 | 2022-01-01 | Elec | Elec | 0.45 | 6.7146 | 0.35785 | 5.2411 | 4 | 2022-01-01 | Elec | Elec | 0.45 | 6.7146 | 0.35785 | 5.2411 | 4 | 2022-01-01 | Elec | Elec | 0.45 | 6.7146 | 0.35785 | 5.2411 | 4 | 2022-01-01 | Elec | Elec | 0.45 | 6.7146 | 0.35785 | 5.2411 | 4 | 2022-01-01 | Elec | Elec | 0.45 | 6.7146 | 0.35785 | 5.2411 | 4 | 2022-01-01 | Elec | Elec | 0.45 | 6.7146 | 0.35785 | 5.2411 | 4 | 2022-01-01 | Elec | Elec | 0.45 | 6.7146 | 0.35785 | 5.2411 | 4 | 2022-01-01 | Elec | Elec | 0.45 | 6.7146 | 0.35785 | 5.2411 | 4 | 2022-01-01 | Elec | Elec | 0.45 | 6.7146 | 0.35785 | 5.2411 | 4 | 2022-01-01 | Elec | Elec | 0.45 | 6.7146 | 0.35785 | 5.2411 | 4 | 2022-01-01 | Elec | Elec | 0.45 | 6.7146 | 0.35785 | 5.2411 | 4 | 2022-01-01 | Elec | Elec | 0.45 | 6.7146 | 0.35785 | 5.2411 | 4 | 2022-01-01 | Elec | Elec | 0.45 | 6.7146 | 0.35785 | 5.2411 | 4 | 2022-01-01 | Elec | Elec | 0.45 | 6.7146 | 0.35785 | 5.2411 | 4 | 2022-01-01 | Elec | Elec | 0.45 | 6.7146 | 0.35785 | 5.2411 | 4 | 2022-01-01 | Elec | Elec | 0.45 | 6.7146 | 0.35785 | 5.2411 | 4 | 2022-01-01 | Elec | Elec | 0.45 | 6.7146 | 0.35785 | 5.2411 | 4 | 2022-01-01 | Elec | Elec | 0.45 | 6.7146 | 0.35785 | 5.2411 | 4 | 2022-01-01 | Elec | Elec | 0.45 | 6.7146 | 0.35785 | 5.2411 | 4 | 2022-01-01 | Elec | Elec | 0.45 | 6.7146 | 0.35785 | 5.2411 | 4 | 2022-01-01 | Elec | Elec | 0.45 | 6.7146 | 0.35785 | 5.2411 | 4 | 2022-01-01 | Elec | Elec | 0.45 | 6.7146 | 0.35785 | 5.2411 | 4 | 2022-01-01 | Elec | Elec | 0.45 | 6.7146 | 0.35785 | 5.2411 | 4 | 2022-01-01 | Elec | Elec | 0.45 | 6.7146 | 0.35785 | 5.2411 | 4 | 2022-01-01 | Elec | Elec | 0.45 | 6.7146 | 0.35785 | 5.2411 | 4 | 2022-01-01 | Elec | Elec | 0.45 | 6.7146 | 0.35785 | 5.2411 | 4 | 2022-01-01 | Elec | Elec | 0.45 | 6.7146 | 0.35785 | 5.2411 | 4 | 2022-01-01 | Elec | Elec | 0.45 | 6.7146 | 0.35785 | 5.2411 | 4 | 2022-01-01 | Elec | Elec | 0.45 | 6.7146 | 0.35785 | 5.2411 | 4 | 2022-01-01 | Elec | Elec | 0.45 | 6.7146 | 0.35785 | 5.2411 | 4 | 2022-01-01 | Elec | Elec | 0.45 | 6.7146 | 0.35785 | 5.2411 | 4 | 2022-01-01 | Elec | Elec | 0.45 | 6.7146 | 0.35785 | 5.2411 | 4 | 2022-01-01 | Elec | Elec | 0.45 | 6.7146 | 0.35785 | 5.2411 | 4 | 2022-01-01 | Elec | Elec | 0.45 | 6.7146 | 0.35785 | 5.2411 | 4 | 2022-01-01 | Elec | Elec | 0.45 | 6.7146 | 0.35785 | 5.2411 | 4 | 2022-01-01 | Elec | Elec | 0.45 | 6.7146 | 0.35785 | 5.2411 | 4 | 2022-01-01 | Elec | Elec | 0.45 | 6.7146 | 0.35785 | 5.2411 | 4 | 2022-01-01 | Elec | Elec | 0.45 | 6.7146 | 0.35785 | 5.2411 | 4 | 2022-01-01 | Elec | Elec | 0.45 | 6.7146 | 0.35785 | 5.2411 | 4 | 2022-01-01 | Elec | Elec | 0.45 | 6.7146 | 0.35785 | 5.2411 | 4 | 2022-01-01 | Elec | Elec | 0.45 | 6.7146 | 0.35785 | 5.2411 | 4 | 2022-01-01 | Elec | Elec | 0.45 | 6.7146 | 0.35785 | 5.2411 | 4 | 2022-01-01 | Elec | Elec | 0.45 | 6.7146 | 0.35785 | 5.2411 | 4 | 2022-01-01 | Elec | Elec | 0.45 | 6.7146 | 0.35785 | 5.2411 | 4 | 2022-01-01 | Elec | Elec | 0.45 | 6.7146 | 0.35785 | 5.2411 | 4 | 2022-01-01 | Elec | Elec | 0.45 | 6.7146 | 0.35785 | 5.2411 | 4 | 2022-01-01 | Elec | Elec | 0.45 | 6.7146 | 0.35785 | 5.2411 | 4 | 2022-01-01 | Elec | Elec | 0.45 | 6.7146 | 0.35785 | 5.2411 | 4 | 2022-01-01 | Elec | Elec | 0.45 | 6.7146 | 0.35785 | 5.2411 | 4 | 2022-01-01 | Elec | Elec | 0.45 | 6.7146 | 0.35785 | 5.2411 | 4 | 2022-01-01 | Elec | Elec | 0.45 | 6.7146 | 0.35785 | 5.2411 | 4 | 2022-01-01 | Elec | Elec | 0.45 | 6.7146 | 0.35785 | 5.2411 | 4 | 2022-01-01 | Elec | Elec | 0.45 | 6.7146 | 0.35785 | 5.2411 | 4 | 2022-01-01 | Elec | Elec | 0.45 | 6.7146 | 0.35785 | 5.2411 | 4 | 2022-01-01 | Elec | Elec | 0.45 | 6.7146 | 0.35785 | 5.2411 | 4 | 2022-01-01 | Elec | Elec | 0.45 | 6.7146 | 0.35785 | 5.2411 | 4 | 2022-01-01 | Elec | Elec | 0.45 | 6.7146 | 0.35785 | 5.2411 | 4 | 2022-01-01 | Elec | Elec | 0.45 | 6.7146 | 0.35785 | 5.2411 | 4 | 2022-01-01 | Elec | Elec | 0.45 | 6.7146 | 0.35785 | 5.2411 | 4 | 2022-01-01 | Elec | Elec | 0.45 | 6.7146 | 0.35785 | 5.2411 | 4 | 2022-01-01 | Elec | Elec | 0.45 | 6.7146 | 0.35785 | 5.2411 | 4 | 2022-01-01 | Elec | Elec | 0.45 | 6.7146 | 0.35785 | 5.2411 | 4 | 2022-01-01 | Elec | Elec | 0.45 | 6.7146 | 0.35785 | 5.2411 | 4 | 2022-01-01 | Elec | Elec | 0.45 | 6.7146 | 0.35785 | 5.2411 | 4 | 2022-01-01 | Elec | Elec | 0.45 | 6.7146 | 0.35785 | 5.2411 | 4 | 2022-01-01 | Elec | Elec | 0.45 | 6.7146 | 0.35785 | 5.2411 | 4 | 2022-01-01 | Elec | Elec | 0.45 | 6.7146 | 0.35785 | 5.2411 | 4 | 2022-01-01 | Elec | Elec | 0.45 | 6.7146 | 0.35785 | 5.2411 | 4 | 2022-01-01 | Elec | Elec | 0.45 | 6.7146 | 0.35785 | 5.2411 | 4 | 2022-01-01 | Elec | Elec | 0.45 | 6.7146 | 0.35785 | 5.2411 | 4 | 2022-01-01 | Elec | Elec | 0.45 | 6.7146 | 0.35785 | 5.2411 | 4 | 2022-01-01 | Elec | Elec | 0.45 | 6.7146 | 0.35785 | 5.2411 | 4 | 2022-01-01 | Elec | Elec | 0.45 | 6.7146 | 0.35785 | 5.2411 | 4 | 2022-01-01 | Elec | Elec | 0.45 | 6.7146 | 0.35785 | 5.2411 | 4 | 2022-01-01 | Elec | Elec | 0.45 | 6.7146 | 0.35785 | 5.2411 | 4 | 2022-01-01 | Elec | Elec | 0.45 | 6.7146 | 0.35785 | 5.2411 | 4 | 2022-01-01 | Elec | Elec | 0.45 | 6.7146 | 0.35785 | 5.2411 | 4 | 2022-01-01 | Elec | Elec | 0.45 | 6.7146 | 0.35785 | 5.2411 | 4 | 2022-01-01 | Elec | Elec | 0.45 | 6.7146 | 0.35785 | 5.2411 | 4 | 2022-01-01 | Elec | Elec | 0.45 | 6.7146 | 0.35785 | 5.2411 | 4 | 2022-01-01 | Elec | Elec | 0.45 | 6.7146 | 0.35785 | 5.2411 | 4 | 2022-01-01 | Elec | Elec | 0.45 | 6.7146 | 0.35785 | 5.2411 | 4 | 2022-01-01 | Elec | Elec | 0.45 | 6.7146 | 0.35785 | 5.2411 | 4 | 2022-01-01 | Elec | Elec | 0.45 | 6.7146 | 0.35785 | 5.2411 | 4 | 2022-01-01 | Elec | Elec | 0.45 | 6.7146 | 0.35785 | 5.2411 | 4 | 2022-01-01 | Elec | Elec | 0.45 | 6.7146 | 0.35785 | 5.2411 | 4 | 2022-01-01 | Elec | Elec | 0.45 | 6.7146 | 0.35785 | 5.2411 | 4 | 2022-01-01 | Elec | Elec | 0.45 | 6.7146 | 0.35785 | 5.2411 | 4 | 2022-01-01 | Elec | Elec | 0.45 | 6.7146 | 0.35785 | 5.2411 | 4 | 2022-01-01 | Elec | Elec | 0.45 | 6.7146 | 0.35785 | 5.2411 | 4 | 2022-01-01 | Elec | Elec | 0.45 | 6.7146 | 0.35785 | 5.2411 | 4 | 2022-01-01 | Elec | Elec | 0.45 | 6.7146 | 0.35785 | 5.2411 | 4 | 2022-01-01 | Elec | Elec | 0.45 | 6.7146 | 0.35785 | 5.2411 | 4 | 2022-01-01 | Elec | Elec | 0.45 | 6.7146 | 0.35785 | 5.2411 | 4 | 2022-01-01 | Elec | Elec | 0.45 | 6.7146 | 0.35785 | 5.2411 | 4 | 2022-01-01 | Elec | Elec | 0.45 | 6.7146 | 0.35785 | 5.2411 | 4 | 2022-01-01 | Elec | Elec | 0.45 | 6.7146 | 0.35785 | 5.2411 | 4 | 2022-01-01 | Elec | Elec | 0.45 | 6.7146 | 0.35785 | 5.2411 | 4 | 2022-01-01 | Elec | Elec | 0.45 | 6.7146 | 0.35785 | 5.2411 | 4 | 2022-01-01 | Elec | Elec | 0.45 | 6.7146 | 0.35785 | 5.2411 | 4 | 2022-01-01 | Elec | Elec | 0.45 | 6.7146 | 0.35785 | 5.2411 | 4 | 2022-01-01 | Elec | Elec | 0.45 | 6.7146 | 0.35785 | 5.2411 | 4 | 2022-01-01 | Elec | Elec | 0.45 | 6.7146 | 0.35785 | 5.2411 | 4 | 2022-01-01 | Elec | Elec | 0.45 | 6.7146 | 0.35785 | 5.2411 | 4 | 2022-01-01 | Elec | Elec | 0.45 | 6.7146 | 0.35785 | 5.2411 | 4 | 2022-01-01 | Elec | Elec | 0.45 | 6.7146 | 0.35785 | 5.2411 | 4 | 2022-01-01 | Elec | Elec | 0.45 | 6.7146 | 0.35785 | 5.2411 | 4 | 2022-01-01 | Elec | Elec | 0.45 | 6.7146 | 0.35785 | 5.2411 | 4 | 2022-01-01 | Elec | Elec | 0.45 | 6.7146 | 0.35785 | 5.2411 | 4 | 2022-01-01 | Elec | Elec | 0.45 | 6.7146 | 0.35785 | 5.2411 | 4 | 2022-01-01 | Elec | Elec | 0.45 | 6.7146 | 0.35785 | 5.2411 | 4 | 2022-01-01 | Elec | Elec | 0.45 | 6.7146 | 0.35785 | 5.2411 | 4 | 2022-01-01 | Elec | Elec | 0.45 | 6.7146 | 0.35785 | 5.2411 | 4 | 2022-01-01 | Elec | Elec | 0.45 | 6.7146 | 0.35785 | 5.2411 | 4 | 2022-01-01 | Elec | Elec | 0.45 | 6.7146 | 0.35785 | 5.2411 | 4 | 2022-01-01 | Elec | Elec | 0.45 | 6.7146 | 0.35785 | 5.2411 | 4 | 2022-01-01 | Elec | Elec | 0.45 | 6.7146 | 0.35785 | 5.2411 | 4 | 2022-01-01 | Elec | Elec | 0.45 | 6.7146 | 0.35785 | 5.2411 | 4 | 2022-01-01 | Elec | Elec | 0.45 | 6.7146 | 0.35785 | 5.2411 | 4 | 2022-01-01 | Elec | Elec | 0.45 | 6.7146 | 0.35785 | 5.2411 | 4 | 2022-01-01 | Elec | Elec | 0.45 | 6.7146 | 0.35785 | 5.2411 | 4 | 2022-01-01 | Elec | Elec | 0.45 | 6.7146 | 0.35785 | 5.2411 | 4 | 2022-01-01 | Elec | Elec | 0.45 | 6.7146 | 0.35785 | 5.2411 | 4 | 2022-01-01 | Elec | Elec | 0.45 | 6.7146 | 0.35785 | 5.2411 | 4 | 2022-01-01 | Elec | Elec | 0.45 | 6.7146 | 0.35785 | 5.2411 | 4 | 2022-01-01 | Elec | Elec | 0.45 | 6.7146 | 0.35785 | 5.2411 | 4 | 2022-01-01 | Elec | Elec | 0.45 | 6.7146 | 0.35785 | 5.2411 | 4 | 2022-01-01 | Elec | Elec | 0.45 | 6.7146 | 0.35785 | 5.2411 | 4 | 2022-01-01 | Elec | Elec | 0.45 | 6.7146 | 0.35785 | 5.2411 | 4 | 2022-01-01 | Elec | Elec | 0.45 | 6.7146 | 0.35785 | 5.2411 | 4 | 2022-01-01 | Elec | Elec | 0.45 | 6.7146 | 0.35785 | 5.2411 | 4 | 2022-01-01 | Elec | Elec | 0.45 | 6.7146 | 0.35785 | 5.2411 | 4 | 2022-01-01 | Elec | Elec | 0.45 | 6.7146 | 0.35785 | 5.2411 | 4 | 2022-01-01 | Elec | Elec | 0.45 | 6.7146 | 0.35785 | 5.2411 | 4 | 2022-01-01 | Elec | Elec | 0.45 | 6.7146 | 0.35785 | 5.2411 | 4 | 2022-01-01 | Elec | Elec | 0.45 | 6.7146 | 0.35785 | 5.2411 | 4 | 2022-01-01 | Elec | Elec | 0.45 | 6.7146 | 0.35785 | 5.2411 | 4 | 2022-01-01 | Elec | Elec | 0.45 | 6.7146 | 0.35785 | 5.2411 | 4 | 2022-01-01 | Elec | Elec | 0.45 | 6.7146 | 0.35785 | 5.2411 | 4 | 2022-01-01 | Elec | Elec | 0.45 | 6.7146 | 0.35785 | 5.2411 | 4 | 2022-01-01 | Elec | Elec | 0.45 | 6.7146 | 0.35785 | 5.2411 | 4 | 2022-01-01 | Elec | Elec | 0.45 | 6.7146 | 0.35785 | 5.2411 | 4 | 2022-01-01 | Elec | Elec | 0.45 | 6.7146 | 0.35785 | 5.2411 | 4 | 2022-01-01 | Elec | Elec | 0.45 | 6.7146 | 0.35785 | 5.2411 | 4 | 2022-01-01 | Elec | Elec | 0.45 | 6.7146 | 0.35785 | 5.2411 | 4 | 2022-01-01 | Elec | Elec | 0.45 | 6.7146 | 0.35785 | 5.2411 | 4 | 2022-01-01 | Elec | Elec | 0.45 | 6.7146 | 0.35785 | 5.2411 | 4 | 2022-01-01 | Elec | Elec | 0.45 | 6.7146 | 0.35785 | 5.2411 | 4 | 2022-01-01 | Elec | Elec | 0.45 | 6.7146 | 0.35785 | 5.2411 | 4 | 2022-01-01 | Elec | Elec | 0.45 | 6.7146 | 0.35785 | 5.2411 | 4 | 2022-01-01 | Elec | Elec | 0.45 | 6.7146 | 0.35785 | 5.2411 | 4 | 2022-01-01 | Elec | Elec | 0.45 | 6.7146 | 0.35785 | 5.2411 | 4 | 2022-01-01 | Elec | Elec | 0.45 | 6.7146 | 0.35785 | 5.2411 | 4 | 2022-01-01 | Elec | Elec | 0.45 | 6.7146 | 0.35785 | 5.2411 | 4 | 2022-01-01 | Elec | Elec | 0.45 | 6.7146 | 0.35785 | 5.2411 | 4 | 2022-01-01 | Elec | Elec | 0.45 | 6.7146 | 0.35785 | 5.2411 | 4 | 2022-01-01 | Elec | Elec | 0.45 | 6.7146 | 0.35785 | 5.2411 | 4 | 2022-01-01 | Elec | Elec | 0.45 | 6.7146 | 0.35785 | 5.2411 | 4 | 2022-01-01 | Elec | Elec | 0.45 | 6.7146 | 0.35785 | 5.2411 | 4 | 2022-01-01 | Elec | Elec | 0.45 | 6.7146 | 0.35785 | 5.2411 | 4 | 2022-01-01 | Elec | Elec | 0.45 | 6.7146 | 0.35785 | 5.2411 | 4 | 2022-01-01 | Elec | Elec | 0.45 | 6.7146 | 0.35785 | 5.2411 | 4 | 2022-01-01 | Elec | Elec | 0.45 | 6.7146 | 0.35785 | 5.2411 | 4 | 2022-01-01 | Elec | Elec | 0.45 | 6.7146 | 0.35785 | 5.2411 | 4 | 2022-01-01 | Elec | Elec | 0.45 | 6.7146 | 0.35785 | 5.2411 | 4 | 2022-01-01 | Elec | Elec | 0.45 | 6.7146 | 0.35785 | 5.2411 | 4 | 2022-01-01 | Elec | Elec | 0.45 | 6.7146 | 0.35785 | 5.2411 | 4 | 2022-01-01 | Elec | Elec | 0.45 | 6.7146 | 0.35785 | 5.2411 | 4 | 2022-01-01 | Elec | Elec | 0.45 | 6.7146 | 0.35785 | 5.2411 | 4 | 2022-01-01 | Elec | Elec | 0.45 | 6.7146 | 0.35785 | 5.2411 | 4 | 2022-01-01 | Elec | Elec | 0.45 | 6.7146 | 0.35785 | 5.2411 | 4 | 2022-01-01 | Elec | Elec | 0.45 | 6.7146 | 0.35785 | 5.2411 | 4 | 2022-01-01 | Elec | Elec | 0.45 | 6.7146 | 0.35785 | 5.2411 | 4 | 2022-01-01 | Elec | Elec | 0.45 | 6.7146 | 0.35785 | 5.2411 | 4 | 2022-01-01 | Elec | Elec | 0.45 | 6.7146 | 0.35785 | 5.2411 | 4 | 2022-01-01 | Elec | Elec | 0.45 | 6.7146 | 0.35785 | 5.2411 | 4 | 2022-01-01 | Elec | Elec | 0.45 | 6.7146 | 0.35785 | 5.2411 | 4 | 2022-01-01 | Elec | Elec | 0.45 | 6.7146 | 0.35785 | 5.2411 | 4 | 2022-01-01 | Elec | Elec | 0.45 | 6.7146 | 0.35785 | 5.2411 | 4 | 2022-01-01 | Elec | Elec | 0.45 | 6.7146 | 0.35785 | 5.2411 | 4 | 2022-01-01 | Elec | Elec | 0.45 | 6.7146 | 0.35785 | 5.2411 | 4 | 2022-01-01 | Elec | Elec | 0.45 | 6.7146 | 0.35785 | 5.2411 | 4 | 2022-01-01 | Elec | Elec | 0.45 | 6.7146 | 0.35785 | 5.2411 | 4 | 2022-01-01 | Elec | Elec | 0.45 | 6.7146 | 0.35785 | 5.2411 | 4 | 2022-01-01 | Elec | Elec | 0.45 | 6.7146 | 0.35785 | 5.2411 | 4 | 2022-01-01 | Elec | Elec | 0.45 | 6.7146 | 0.35785 | 5.2411 | 4 | 2022-01-01 | Elec | Elec | 0.45 | 6.7146 | 0.35785 | 5.2411 | 4 | 2022-01-01 | Elec | Elec | 0.45 | 6.7146 | 0.35785 | 5.2411 | 4 | 2022-01-01 | Elec | Elec | 0.45 | 6.7146 | 0.35785 | 5.2411 | 4 | 2022-01-01 | Elec | Elec | 0.45 | 6.7146 | 0.35785 | 5.2411 | 4 | 2022-01-01 | Elec | Elec | 0.45 | 6.7146 | 0.35785 | 5.2411 | 4 | 2022-01-01 | Elec | Elec | 0.45 | 6.7146 | 0.35785 | 5.2411 | 4 | 2022-01-01 | Elec | Elec | 0.45 | 6.7146 | 0.35785 | 5.2411 | 4 | 2022-01-01 | Elec | Elec | 0.45 | 6.7146 | 0.35785 | 5.2411 | 4 | 2022-01-01 | Elec | Elec | 0.45 | 6.7146 | 0.35785 | 5.2411 | 4 | 2022-01-01 | Elec | Elec | 0.45 | 6.7146 | 0.35785 | 5.2411 | 4 | 2022-01-01 | Elec | Elec | 0.45 | 6.7146 | 0.35785 | 5.2411 | 4 | 2022-01-01 | Elec | Elec | 0.45 | 6.7146 | 0.35785 | 5.2411 | 4 | 2022-01-01 | Elec | Elec | 0.45 | 6.7146 | 0.35785 | 5.2411 | 4 | 2022-01-01 | Elec | Elec | 0.45 | 6.7146 | 0.35785 | 5.2411 | 4 | 2022-01-01 | Elec | Elec | 0.45 | 6.7146 | 0.35785 | 5.2411 | 4 | 2022-01-01 | Elec | Elec | 0.45 | 6.7146 | 0.35785 | 5.2411 | 4 | 2022-01-01 | Elec | Elec | 0.45 | 6.7146 | 0.35785 | 5.2411 | 4 | 2022-01-01 | Elec | Elec | 0.45 | 6.7146 | 0.35785 | 5.2411 | 4 | 2022-01-01 | Elec | Elec | 0.45 | 6.7146 | 0.35785 | 5.2411 | 4 | 2022-01-01 | Elec | Elec | 0.45 | 6.7146 | 0.35785 | 5.2411 | 4 | 2022-01-01 | Elec | Elec | 0.45 | 6.7146 | 0.35785 | 5.2411 | 4 | 2022-01-01 | Elec | Elec | 0.45 | 6.7146 | 0.35785 | 5.2411 | 4 | 2022-01-01 | Elec | Elec | 0.45 | 6.7146 | 0.35785 | 5.2411 | 4 | 2022-01-01 | Elec | Elec | 0.45 | 6.7146 | 0.35785 | 5.2411 | 4 | 2022-01-01 | Elec | Elec | 0.45 | 6.7146 | 0.35785 | 5.2411 | 4 | 2022-01-01 | Elec | Elec | 0.45 | 6.7146 | 0.35785 | 5.2411 | 4 | 2022-01-01 | Elec | Elec | 0.45 | 6.7146 | 0.35785 | 5.2411 | 4 | 2022-01-01 | Elec | Elec | 0.45 | 6.7146 | 0.35785 | 5.2411 | 4 | 2022-01-01 | Elec | Elec | 0.45 | 6.7146 | 0.35785 | 5.2411 | 4 | 2022-01-01 | Elec | Elec | 0.45 | 6.7146 | 0.35785 | 5.2411 | 4 | 2022-01-01 | Elec | Elec | 0.45 | 6.7146 | 0.35785 | 5.2411 | 4 | 2022-01-01 | Elec | Elec | 0.45 | 6.7146 | 0.35785 | 5.2411 | 4 | 2022-01-01 | Elec | Elec | 0.45 | 6.7146 | 0.35785 | 5.2411 | 4 | 2022-01-01 | Elec | Elec | 0.45 | 6.7146 | 0.35785 | 5.2411 | 4 | 2022-01-01 | Elec | Elec | 0.45 | 6.7146 | 0.35785 | 5.2411 | 4 | 2022-01-01 | Elec | Elec | 0.45 | 6.7146 | 0.35785 | 5.2411 | 4 | 2022-01-01 | Elec | Elec | 0.45 | 6.7146 | 0.35785 | 5.2411 | 4 | 2022-01-01 | Elec | Elec | 0.45 | 6.7146 | 0.35785 | 5.2411 | 4 | 2022-01-01 | Elec | Elec | 0.45 | 6.7146 | 0.35785 | 5.2411 | 4 | 2022-01-01 | Elec | Elec | 0.45 | 6.7146 | 0.35785 | 5.2411 | 4 | 2022-01-01 | Elec | Elec | 0.45 | 6.7146 | 0.35785 | 5.2411 | 4 | 2022-01-01 | Elec | Elec | 0.45 | 6.7146 | 0.35785 | 5.2411 | 4 | 2022-01-01 | Elec | Elec | 0.45 | 6.7146 | 0.35785 | 5.2411 | 4 | 2022-01-01 | Elec | Elec | 0.45 | 6.7146 | 0.35785 | 5.2411 | 4 | 2022-01-01 | Elec | Elec | 0.45 | 6.7146 | 0.35785 | 5.2411 | 4 | 2022-01-01 | Elec | Elec | 0.45 | 6.7146 | 0.35785 | 5.2411 | 4 | 2022-01-01 | Elec | Elec | 0.45 | 6.7146 | 0.35785 | 5.2411 | 4 | 2022-01-01 | Elec | Elec | 0.45 | 6.7146 | 0.35785 | 5.2411 | 4 | 2022-01-01 | Elec | Elec | 0.45 | 6.7146 | 0.35785 | 5.2411 | 4 | 2022-01-01 | Elec | Elec | 0.45 | 6.7146 | 0.35785 | 5.2411 | 4 | 2022-01-01 | Elec | Elec | 0.45 | 6.7146 | 0.35785 | 5.2411 | 4 | 2022-01-01 | Elec | Elec | 0.45 | 6.7146 | 0.35785 | 5.2411 | 4 | 2022-01-01 | Elec | Elec | 0.45 | 6.7146 | 0.35785 | 5.2411 | 4 | 2022-01-01 | Elec | Elec | 0.45 | 6.7146 | 0.35785 | 5.2411 | 4 | 2022-01-01 | Elec | Elec | 0.45 | 6.7146 | 0.35785 | 5.2411 | 4 | 2022-01-01 | Elec | Elec | 0.45 | 6.7146 | 0.35785 | 5.2411 | 4 | 2022-01-01 | Elec | Elec | 0.45 | 6.7146 | 0.35785 | 5.2411 | 4 | 2022-01-01 | Elec | Elec | 0.45 | 6.7146 | 0.35785 | 5.2411 | 4 | 2022-01-01 | Elec | Elec | 0.45 | 6.7146 | 0.35785 | 5.2411 | 4 | 2022-01-01 | Elec | Elec | 0.45 | 6.7146 | 0.35785 | 5.2411 | 4 | 2022-01-01 | Elec | Elec | 0.45 | 6.7146 | 0.35785 | 5.2411 | 4 | 2022-01-01 | Elec | Elec | 0.45 | 6.7146 | 0.35785 | 5.2411 | 4 | 2022-01-01 | Elec | Elec | 0.45 | 6.7146 | 0.35785 | 5.2411 | 4 | 2022-01-01 | Elec | Elec | 0.45 | 6.7146 | 0.35785 | 5.2411 | 4 | 2022-01-01 | Elec | Elec | 0.45 | 6.7146 | 0.35785 | 5.2411 | 4 | 2022-01-01 | Elec | Elec | 0.45 | 6.7146 | 0.35785 | 5.2411 | 4 | 2022-01-01 | Elec | Elec | 0.45 | 6.7146 | 0.35785 | 5.2411 | 4 | 2022-01-01 | Elec | Elec | 0.45 | 6.7146 | 0.35785 | 5.2411 | 4 | 2022-01-01 | Elec | Elec | 0.45 | 6.7146 | 0.35785 | 5.2411 | 4 | 2022-01-01 | Elec | Elec | 0.45 | 6.7146 | 0.35785 | 5.2411 | 4 | 2022-01-01 | Elec | Elec | 0.45 | 6.7146 | 0.35785 | 5.2411 | 4 | 2022-01-01 | Elec | Elec | 0.45 | 6.7146 | 0.35785 | 5.2411 | 4 | 2022-01-01 | Elec | Elec | 0.45 | 6.7146 | 0.35785 | 5.2411 | 4 | 2022-01-01 | Elec | Elec | 0.45 | 6.7146 | 0.35785 | 5.2411 | 4 | 2022-01-01 | Elec | Elec | 0.45 | 6.7146 | 0.35785 | 5.2411 | 4 | 2022-01-01 | Elec | Elec | 0.45 | 6.7146 | 0.35785 | 5.2411 | 4 | 2022-01-01 | Elec | Elec | 0.45 | 6.7146 | 0.35785 | 5.2411 | 4 | 2022-01-01 | Elec | Elec | 0.45 | 6.7146 | 0.35785 | 5.2411 | 4 | 2022-01-01 | Elec | Elec | 0.45 | 6.7146 | 0.35785 | 5.2411 | 4 | 2022-01-01 | Elec | Elec | 0.45 | 6.7146 | 0.35785 | 5.2411 | 4 | 2022-01-01 | Elec | Elec | 0.45 | 6.7146 | 0.35785 | 5.2411 | 4 | 2022-01-01 | Elec | Elec | 0.45 | 6.7146 | 0.35785 | 5.2411 | 4 | 2022-01-01 | Elec | Elec | 0.45 | 6.7146 | 0.35785 | 5.2411 | 4 | 2022-01-01 | Elec | Elec | 0.45 | 6.7146 | 0.35785 | 5.2411 | 4 | 2022-01-01 | Elec | Elec | 0.45 | 6.7146 | 0.35785 | 5.2411 | 4 | 2022-01-01 | Elec | Elec | 0.45 | 6.7146 | 0.35785 | 5.2411 | 4 | 2022-01-01 | Elec | Elec | 0.45 | 6.7146 | 0.35785 | 5.2411 | 4 | 2022-01-01 | Elec | Elec | 0.45 | 6.7146 | 0.35785 | 5.2411 | 4 | 2022-01-01 | Elec | Elec | 0.45 | 6.7146 | 0.35785 | 5.2411 | 4 | 2022-01-01 | Elec | Elec | 0.45 | 6.7146 | 0.35785 | 5.2411 | 4 | 2022-01-01 | Elec | Elec | 0.45 | 6.7146 | 0.35785 | 5.2411 | 4 | 2022-01-01 | Elec | Elec | 0.45 | 6.7146 | 0.35785 | 5.2411 | 4 | 2022-01-01 | Elec | Elec | 0.45 | 6.7146 | 0.35785 | 5.2411 | 4 | 2022-01-01 | Elec | Elec | 0.45 | 6.7146 | 0.35785 | 5.2411 | 4 | 2022-01-01 | Elec | Elec | 0.45 | 6.7146 | 0.35785 | 5.2411 | 4 | 2022-01-01 | Elec | Elec | 0.45 | 6.7146 | 0.35785 | 5.2411 | 4 | 2022-01-01 | Elec | Elec | 0.45 | 6.7146 | 0.35785 | 5.2411 | 4 | 2022-01-01 | Elec | Elec | 0.45 | 6.7146 | 0.35785 | 5.2411 | 4 | 2022-01-01 | Elec | Elec | 0.45 | 6.7146 | 0.35785 | 5.2411 | 4 | 2022-01-01 | Elec | Elec | 0.45 | 6.7146 | 0.35785 | 5.2411 | 4 | 2022-01-01 | Elec | Elec | 0.45 | 6.7146 | 0.35785 | 5.2411 | 4 | 2022-01-01 | Elec | Elec | 0.45 | 6.7146 | 0.35785 | 5.2411 | 4 | 2022-01-01 | Elec | Elec | 0.45 | 6.7146 | 0.35785 | 5.2411 | 4 | 2022-01-01 | Elec | Elec | 0.45 | 6.7146 | 0.35785 | 5.2411 | 4 | 2022-01-01 | Elec | Elec | 0.45 | 6.7146 | 0.35785 | 5.2411 | 4 | 2022-01-01 | Elec | Elec | 0.45 | 6.7146 | 0.35785 | 5.2411 | 4 | 2022-01-01 | Elec | Elec | 0.45 | 6.7146 | 0.35785 | 5.2411 | 4 | 2022-01-01 | Elec | Elec | 0.45 | 6.7146 | 0.35785 | 5.2411 | 4 | 2022-01-01 | Elec | Elec | 0.45 | 6.7146 | 0.35785 | 5.2411 | 4 | 2022-01-01 | Elec | Elec | 0.45 | 6.7146 | 0.35785 | 5.2411 | 4 | 2022-01-01 | Elec | Elec | 0.45 | 6.7146 | 0.35785 | 5.2411 | 4 | 2022-01-01 | Elec | Elec | 0.45 | 6.7146 | 0.35785 | 5.2411 | 4 | 2022-01-01 | Elec | Elec | 0.45 | 6.7146 | 0.35785 | 5.2411 | 4 | 2022-01-01 | Elec | Elec | 0.45 | 6.7146 | 0.35785 | 5.2411 | 4 | 2022-01-01 | Elec | Elec | 0.45 | 6.7146 | 0.35785 | 5.2411 | 4 | 2022-01-01 | Elec | Elec | 0.45 | 6.7146 | 0.35785 | 5.2411 | 4 | 2022-01-01 | Elec | Elec | 0.45 | 6.7146 | 0.35785 | 5.2411 | 4 | 2022-01-01 | Elec | Elec | 0.45 | 6.7146 | 0.35785 | 5.2411 | 4 | 2022-01-01 | Elec | Elec | 0.45 | 6.7146 | 0.35785 | 5.2411 | 4 | 2022-01-01 | Elec | Elec | 0.45 | 6.7146 | 0.35785 | 5.2411 | 4 | 2022-01-01 | Elec | Elec | 0.45 | 6.7146 | 0.35785 | 5.2411 | 4 | 2022-01-01 | Elec | Elec | 0.45 | 6.7146 | 0.35785 | 5.2411 | 4 | 2022-01-01 | Elec | Elec | 0.45 | 6.7146 | 0.35785 | 5.2411 | 4 | 2022-01-01 | Elec | Elec | 0.45 | 6.7146 | 0.35785 | 5.2411 | 4 | 2022-01-01 | Elec | Elec | 0.45 | 6.7146 | 0.35785 | 5.2411 | 4 | 2022-01-01 | Elec | Elec | 0.45 | 6.7146 | 0.35785 | 5.2411 | 4 | 2022-01-01 | Elec | Elec | 0.45 | 6.7146 | 0.35785 | 5.2411 | 4 | 2022-01-01 | Elec | Elec | 0.45 | 6.7146 | 0.35785 | 5.2411 | 4 | 2022-01-01 | Elec | Elec | 0.45 | 6.7146 | 0.35785 | 5.2411 | 4 | 2022-01-01 | Elec | Elec | 0.45 | 6.7146 | 0.35785 | 5.2411 | 4 | 2022-01-01 | Elec | Elec | 0.45 | 6.7146 | 0.35785 | 5.2411 | 4 | 2022-01-01 | Elec | Elec | 0.45 | 6.7146 | 0.35785 | 5.2411 | 4 | 2022-01-01 | Elec | Elec | 0.45 | 6.7146 | 0.35785 | 5.2411 | 4 | 2022-01-01 | Elec | Elec | 0.45 | 6.7146 | 0.35785 | 5.2411 | 4 | 2022-01-01 | Elec | Elec | 0.45 | 6.7146 | 0.35785 | 5.2411 | 4 | 2022-01-01 | Elec | Elec | 0.45 | 6.7146 | 0.35785 | 5.2411 | 4 | 2022-01-01 | Elec | Elec | 0.45 | 6.7146 | 0.35785 | 5.2411 | 4 | 2022-01-01 | Elec | Elec | 0.45 | 6.7146 | 0.35785 | 5.2411 | 4 | 2022-01-01 | Elec | Elec | 0.45 | 6.7146 | 0.35785 | 5.2411 | 4 | 2022-01-01 | Elec | Elec | 0.45 | 6.7146 | 0.35785 | 5.2411 | 4 | 2022-01-01 | Elec | Elec | 0.45 | 6.7146 | 0.35785 | 5.2411 | 4 | 2022-01-01 | Elec | Elec | 0.45 | 6.7146 | 0.35785 | 5.2411 | 4 | 2022-01-01 | Elec | Elec | 0.45 | 6.7146 | 0.35785 | 5.2411 | 4 | 2022-01-01 | Elec | Elec | 0.45 | 6.7146 | 0.35785 | 5.2411 | 4 | 2022-01-01 | Elec | Elec | 0.45 | 6.7146 | 0.35785 | 5.2411 | 4 | 2022-01-01 | Elec | Elec | 0.45 | 6.7146 | 0.35785 | 5.2411 | 4 | 2022-01-01 | Elec | Elec | 0.45 | 6.7146 | 0.35785 | 5.2411 | 4 | 2022-01-01 | Elec | Elec | 0.45 | 6.7146 | 0.35785 | 5.2411 | 4 | 2022-01-01 | Elec | Elec | 0.45 | 6.7146 | 0.35785 | 5.2411 | 4 | 2022-01-01 | Elec | Elec | 0.45 | 6.7146 | 0.35785 | 5.2411 | 4 | 2022-01-01 | Elec | Elec | 0.45 | 6.7146 | 0.35785 | 5.2411 | 4 | 2022-01-01 | Elec | Elec | 0.45 | 6.7146 | 0.35785 | 5.2411 | 4 | 2022-01-01 | Elec | Elec | 0.45 | 6.7146 | 0.35785 | 5.2411 | 4 | 2022-01-01 | Elec | Elec | 0.45 | 6.7146 | 0.35785 | 5.2411 | 4 | 2022-01-01 | Elec | Elec | 0.45 | 6.7146 | 0.35785 | 5.2411 | 4 | 2022-01-01 | Elec | Elec | 0.45 | 6.7146 | 0.35785 | 5.2411 | 4 | 2022-01-01 | Elec | Elec | 0.45 | 6.7146 | 0.35785 | 5.2411 | 4 | 2022-01-01 | Elec | Elec | 0.45 | 6.7146 | 0.35785 | 5.2411 | 4 | 2022-01-01 | Elec | Elec | 0.45 | 6.7146 | 0.35785 | 5.2411 | 4 | 2022-01-01 | Elec | Elec | 0.45 | 6.7146 | 0.35785 | 5.2411 | 4 | 2022-01-01 | Elec | Elec | 0.45 | 6.7146 | 0.35785 | 5.2411 | 4 | 2022-01-01 | Elec | Elec | 0.45 | 6.7146 | 0.35785 | 5.2411 | 4 | 2022-01-01 | Elec | Elec | 0.45 | 6.7146 | 0.35785 | 5.2411 | 4 | 2022-01-01 | Elec | Elec | 0.45 | 6.7146 | 0.35785 | 5.2411 | 4 | 2022-01-01 | Elec | Elec | 0.45 | 6.7146 | 0.35785 | 5.2411 | 4 | 2022-01-01 | Elec | Elec | 0.45 | 6.7146 | 0.35785 | 5.2411 | 4 | 2022-01-01 | Elec | Elec | 0.45 | 6.7146 | 0.35785 | 5.2411 | 4 | 2022-01-01 | Elec | Elec | 0.45 | 6.7146 | 0.35785 | 5.2411 | 4 | 2022-01-01 | Elec | Elec | 0.45 | 6.7146 | 0.35785 | 5.2411 | 4 | 2022-01-01 | Elec | Elec | 0.45 | 6.7146 | 0.35785 | 5.2411 | 4 | 2022-01-01 | Elec | Elec | 0.45 | 6.7146 | 0.35785 | 5.2411 | 4 | 2022-01-01 | Elec | Elec | 0.45 | 6.7146 | 0.35785 | 5.2411 | 4 | 2022-01-01 | Elec | Elec | 0.45 | 6.7146 | 0.35785 | 5.2411 | 4 | 2022-01-01 | Elec | Elec | 0.45 | 6.7146 | 0.35785 | 5.2411 | 4 | 2022-01-01 | Elec | Elec | 0.45 | 6.7146 | 0.35785 | 5.2411 | 4 | 2022-01-01 | Elec | Elec | 0.45 | 6.7146 | 0.35785 | 5.2411 | 4 | 2022-01-01 | Elec | Elec | 0.45 | 6.7146 | 0.35785 | 5.2411 | 4 | 2022-01-01 | Elec | Elec | 0.45 | 6.7146 | 0.35785 | 5.2411 | 4 | 2022-01-01 | Elec | Elec | 0.45 | 6.7146 | 0.35785 | 5.2411 | 4 | 2022-01-01 | Elec | Elec | 0.45 | 6.7146 | 0.35785 | 5.2411 | 4 | 2022-01-01 | Elec | Elec | 0.45 | 6.7146 | 0.35785 | 5.2411 | 4 | 2022-01-01 | Elec | Elec | 0.45 | 6.7146 | 0.35785 | 5.2411 | 4 | 2022-01-01 | Elec | Elec | 0.45 | 6.7146 | 0.35785 | 5.2411 | 4 | 2022-01-01 | Elec | Elec | 0.45 | 6.7146 | 0.35785 | 5.2411 | 4 | 2022-01-01 | Elec | Elec | 0.45 | 6.7146 | 0.35785 | 5.2411 | 4 | 2022-01-01 | Elec | Elec | 0.45 | 6.7146 | 0.35785 | 5.2411 | 4 | 2022-01-01 | Elec | Elec | 0.45 | 6.7146 | 0.35785 | 5.2411 | 4 | 2022-01-01 | Elec | Elec | 0.45 | 6.7146 | 0.35785 | 5.2411 | 4 | 2022-01-01 | Elec | Elec | 0.45 | 6.7146 | 0.35785 | 5.2411 | 4 | 2022-01-01 | Elec | Elec | 0.45 | 6.7146 | 0.35785 | 5.2411 | 4 | 2022-01-01 | Elec | Elec | 0.45 | 6.7146 | 0.35785 | 5.2411 | 4 | 2022-01-01 | Elec | Elec | 0.45 | 6.7146 | 0.35785 | 5.2411 | 4 | 2022-01-01 | Elec | Elec | 0.45 | 6.7146 | 0.35785 | 5.2411 | 4 | 2022-01-01 | Elec | Elec | 0.45 | 6.7146 | 0.35785 | 5.2411 | 4 | 2022-01-01 | Elec | Elec | 0.45 | 6.7146 | 0.35785 | 5.2411 | 4 | 2022-01-01 | Elec | Elec | 0.45 | 6.7146 | 0.35785 | 5.2411 | 4 | 2022-01-01 | Elec | Elec | 0.45 | 6.7146 | 0.35785 | 5.2411 | 4 | 2022-01-01 | Elec | Elec | 0.45 | 6.7146 | 0.35785 | 5.2411 | 4 | 2022-01-01 | Elec | Elec | 0.45 | 6.7146 | 0.35785 | 5.2411 | 4 | 2022-01-01 | Elec | Elec | 0.45 | 6.7146 | 0.35785 | 5.2411 | 4 | 2022-01-01 | Elec | Elec | 0.45 | 6.7146 | 0.35785 | 5.2411 | 4 | 2022-01-01 | Elec | Elec | 0.45 | 6.7146 | 0.35785 | 5.2411 | 4 | 2022-01-01 | Elec | Elec | 0.45 | 6.7146 | 0.35785 | 5.2411 | 4 | 2022-01-01 | Elec | Elec | 0.45 | 6.7146 | 0.35785 | 5.2411 | 4 | 2022-01-01 | Elec | Elec | 0.45 | 6.7146 | 0.35785 | 5.2411 | 4 | 2022-01-01 | Elec | Elec | 0.45 | 6.7146 | 0.35785 | 5.2411 | 4 | 2022-01-01 | Elec | Elec | 0.45 | 6.7146 | 0.35785 | 5.2411 | 4 | 2022-01-01 | Elec | Elec | 0.45 | 6.7146 | 0.35785 | 5.2411 | 4 | 2022-01-01 | Elec | Elec | 0.45 | 6.7146 | 0.35785 | 5.2411 | 4 | 2022-01-01 | Elec | Elec | 0.45 | 6.7146 | 0.35785 | 5.2411 | 4 | 2022-01-01 | Elec | Elec | 0.45 | 6.7146 | 0.35785 | 5.2411 | 4 | 2022-01-01 | Elec | Elec | 0.45 | 6.7146 | 0.35785 | 5.2411 | 4 | 2022-01-01 | Elec | Elec | 0.45 | 6.7146 | 0.35785 | 5.2411 | 4 | 2022-01-01 | Elec | Elec | 0.45 | 6.7146 | 0.35785 | 5.2411 | 4 | 2022-01-01 | Elec | Elec | 0.45 | 6.7146 | 0.35785 | 5.2411 | 4 | 2022-01-01 | Elec | Elec | 0.45 | 6.7146 | 0.35785 | 5.2411 | 4 | 2022-01-01 | Elec | Elec | 0.45 | 6.7146 | 0.35785 | 5.2411 | 4 | 2022-01-01 | Elec | Elec | 0.45 | 6.7146 | 0.35785 | 5.2411 | 4 | 2022-01-01 | Elec | Elec | 0.45 | 6.7146 | 0.35785 | 5.2411 | 4 | 2022-01-01 | Elec | Elec | 0.45 | 6.7146 | 0.35785 | 5.2411 | 4 | 2022-01-01 | Elec | Elec | 0.45 | 6.7146 | 0.35785 | 5.2411 | 4 | 2022-01-01 | Elec | Elec | 0.45 | 6.7146 | 0.35785 | 5.2411 | 4 | 2022-01-01 | Elec | Elec | 0.45 | 6.7146 | 0.35785 | 5.2411 | 4 | 2022-01-01 | Elec | Elec | 0.45 | 6.7146 | 0.35785 | 5.2411 | 4 | 2022-01-01 | Elec | Elec | 0.45 | 6.7146 | 0.35785 | 5.2411 | 4 | 2022-01-01 | Elec | Elec | 0.45 | 6.7146 | 0.35785 | 5.2411 | 4 | 2022-01-01 | Elec | Elec | 0.45 | 6.7146 | 0.35785 | 5.2411 | 4 | 2022-01-01 | Elec | Elec | 0.45 | 6.7146 | 0.35785 | 5.2411 | 4 | 2022-01-01 | Elec | Elec | 0.45 | 6.7146 | 0.35785 | 5.2411 | 4 | 2022-01-01 | Elec | Elec | 0.45 | 6.7146 | 0.35785 | 5.2411 | 4 | 2022-01-01 | Elec | Elec | 0.45 | 6.7146 | 0.35785 | 5.2411 | 4 | 2022-01-01 | Elec | Elec | 0.45 | 6.7146 | 0.35785 | 5.2411 | 4 | 2022-01-01 | Elec | Elec | 0.45 | 6.7146 | 0.35785 | 5.2411 | 4 | 2022-01-01 | Elec | Elec | 0.45 | 6.7146 | 0.35785 | 5.2411 | 4 | 2022-01-01 | Elec | Elec | 0.45 | 6.7146 | 0.35785 | 5.2411 | 4 | 2022-01-01 | Elec | Elec | 0.45 | 6.7146 | 0.35785 | 5.2411 | 4 | 2022-01-01 | Elec | Elec | 0.45 | 6.7146 | 0.35785 | 5.2411 | 4 | 2022-01-01 | Elec | Elec | 0.45 | 6.7146 | 0.35785 | 5.2411 | 4 | 2022-01-01 | Elec | Elec | 0.45 | 6.7146 | 0.35785 | 5.2411 | 4 | 2022-01-01 | Elec | Elec | 0.45 | 6.7146 | 0.35785 | 5.2411 | 4 | 2022-01-01 | Elec | Elec | 0.45 | 6.7146 | 0.35785 | 5.2411 | 4 | 2022-01-01 | Elec | Elec | 0.45 | 6.7146 | 0.35785 | 5.2411 | 4 | 2022-01-01 | Elec | Elec | 0.45 | 6.7146 | 0.35785 | 5.2411 | 4 | 2022-01-01 | Elec | Elec | 0.45 | 6.7146 | 0.35785 | 5.2411 | 4 | 2022-01-01 | Elec | Elec | 0.45 | 6.7146 | 0.35785 | 5.2411 | 4 | 2022-01-01 | Elec | Elec | 0.45 | 6.7146 | 0.35785 | 5.2411 | 4 | 2022-01-01 | Elec | Elec | 0.45 | 6.7146 | 0.35785 | 5.2411 | 4 | 2022-01-01 | Elec | Elec | 0.45 | 6.7146 | 0.35785 | 5.2411 | 4 | 2022-01-01 | Elec | Elec | 0.45 | 6.7146 | 0.35785 | 5.2411 | 4 | 2022-01-01 | Elec | Elec | 0.45 | 6.7146 | 0.35785 | 5.2411 | 4 | 2022-01-01 | Elec | Elec | 0.45 | 6.7146 | 0.35785 | 5.2411 | 4 | 2022-01-01 | Elec | Elec | 0.45 | 6.7146 | 0.35785 | 5.2411 | 4 | 2022-01-01 | Elec | Elec | 0.45 | 6.7146 | 0.35785 | 5.2411 | 4 | 2022-01-01 | Elec | Elec | 0.45 | 6.7146 | 0.35785 | 5.2411 | 4 | 2022-01-01 | Elec | Elec | 0.45 | 6.7146 | 0.35785 | 5.2411 | 4 | 2022-01-01 | Elec | Elec | 0.45 | 6.7146 | 0.35785 | 5.2411 | 4 | 2022-01-01 | Elec | Elec | 0.45 | 6.7146 | 0.35785 | 5.2411 | 4 | 2022-01-01 | Elec | Elec | 0.45 | 6.7146 | 0.35785 | 5.2411 | 4 | 2022-01-01 | Elec | Elec | 0.45 | 6.7146 | 0.35785 | 5.2411 | 4 | 2022-01-01 | Elec | Elec | 0.45 | 6.7146 | 0.35785 | 5.2411 | 4 | 2022-01-01 | Elec | Elec | 0.45 | 6.7146 | 0.35785 | 5.2411 | 4 | 2022-01-01 | Elec | Elec | 0.45 | 6.7146 | 0.35785 | 5.2411 | 4 | 2022-01-01 | Elec | Elec | 0.45 | 6.7146 | 0.35785 | 5.2411 | 4 | 2022-01-01 | Elec | Elec | 0.45 | 6.7146 | 0.35785 | 5.2411 | 4 | 2022-01-01 | Elec | Elec | 0.45 | 6.7146 | 0.35785 | 5.2411 | 4 | 2022-01-01 | Elec | Elec | 0.45 | 6.7146 | 0.35785 | 5.2411 | 4 | 2022-01-01 | Elec | Elec | 0.45 | 6.7146 | 0.35785 | 5.2411 | 4 | 2022-01-01 | Elec | Elec | 0.45 | 6.7146 | 0.35785 | 5.2411 | 4 | 2022-01-01 | Elec | Elec | 0.45 | 6.7146 | 0.35785 | 5.2411 | 4 | 2022-01-01 | Elec | Elec | 0.45 | 6.7146 | 0.35785 | 5.2411 | 4 | 2022-01-01 | Elec | Elec | 0.45 | 6.7146 | 0.35785 | 5.2411 | 4 | 2022-01-01 | Elec | Elec | 0.45 | 6.7146 | 0.35785 | 5.2411 | 4 | 2022-01-01 | Elec | Elec | 0.45 | 6.7146 | 0.35785 | 5.2411 | 4 | 2022-01-01 | Elec | Elec | 0.45 | 6.7146 | 0.35785 | 5.2411 | 4 | 2022-01-01 | Elec | Elec | 0.45 | 6.7146 | 0.35785 | 5.2411 | 4 | 2022-01-01 | Elec | Elec | 0.45 | 6.7146 | 0.35785 | 5.2411 | 4 | 2022-01-01 | Elec | Elec | 0.45 | 6.7146 | 0.35785 | 5.2411 | 4 | 2022-01-01 | Elec | Elec | 0.45 | 6.7146 | 0.35785 | 5.2411 | 4 | 2022-01-01 | Elec | Elec | 0.45 | 6.7146 | 0.35785 | 5.2411 | 4 | 2022-01-01 | Elec | Elec | 0.45 | 6.7146 | 0.35785 | 5.2411 | 4 | 2022-01-01 | Elec | Elec | 0.45 | 6.7146 | 0.35785 | 5.2411 | 4 | 2022-01-01 | Elec | Elec | 0.45 | 6.7146 | 0.35785 | 5.2411 | 4 | 2022-01-01 | Elec | Elec | 0.45 | 6.7146 | 0.35785 | 5.2411 | 4 | 2022-01-01 | Elec | Elec | 0.45 | 6.7146 | 0.35785 | 5.2411 | 4 | 2022-01-01 | Elec | Elec | 0.45 | 6.7146 | 0.35785 | 5.2411 | 4 | 2022-01-01 | Elec | Elec | 0.45 | 6.7146 | 0.35785 | 5.2411 | 4 | 2022-01-01 | Elec | Elec | 0.45 | 6.7146 | 0.35785 | 5.2411 | 4 | 2022-01-01 | Elec | Elec | 0.45 | 6.7146 | 0.35785 | 5.2411 | 4 | 2022-01-01 | Elec | Elec | 0.45 | 6.7146 | 0.35785 | 5.2411 | 4 | 2022-01-01 | Elec | Elec | 0.45 | 6.7146 | 0.35785 | 5.2411 | 4 | 2022-01-01 | Elec | Elec | 0.45 | 6.7146 | 0.35785 | 5.2411 | 4 | 2022-01-01 | Elec | Elec | 0.45 | 6.7146 | 0.35785 | 5.2411 | 4 | 2022-01-01 | Elec | Elec | 0.45 | 6.7146 | 0.35785 | 5.2411 | 4 | 2022-01-01 | Elec | Elec | 0.45 | 6.7146 | 0.35785 | 5.2411 | 4 | 2022-01-01 | Elec | Elec | 0.45 | 6.7146 | 0.35785 | 5.2411 | 4 | 2022-01-01 | Elec | Elec | 0.45 | 6.7146 | 0.35785 | 5.2411 | 4 | 2022-01-01 | Elec | Elec | 0.45 | 6.7146 | 0.35785 | 5.2411 | 4 | 2022-01-01 | Elec | Elec | 0.45 | 6.7146 | 0.35785 | 5.2411 | 4 | 2022-01-01 | Elec | Elec | 0.45 | 6.7146 | 0.35785 | 5.2411 | 4 | 2022-01-01 | Elec | Elec | 0.45 | 6.7146 | 0.35785 | 5.2411 | 4 | 2022-01-01 | Elec | Elec | 0.45 | 6.7146 | 0.35785 | 5.2411 | 4 | 2022-01-01 | Elec | Elec | 0.45 | 6.7146 | 0.35785 | 5.2411 | 4 | 2022-01-01 | Elec | Elec | 0.45 | 6.7146 | 0.35785 | 5.2411 | 4 | 2022-01-01 | Elec | Elec | 0.45 | 6.7146 | 0.35785 | 5.2411 | 4 | 2022-01-01 | Elec | Elec | 0.45 | 6.7146 | 0.35785 | 5.2411 | 4 | 2022-01-01 | Elec | Elec | 0.45 | 6.7146 | 0.35785 | 5.2411 | 4 | 2022-01-01 | Elec | Elec | 0.45 | 6.7146 | 0.35785 | 5.2411 | 4 | 2022-01-01 | Elec | Elec | 0.45 | 6.7146 | 0.35785 | 5.2411 | 4 | 2022-01-01 | Elec | Elec | 0.45 | 6.7146 | 0.35785 | 5.2411 | 4 | 2022-01-01 | Elec | Elec | 0.45 | 6.7146 | 0.35785 | 5.2411 | 4 | 2022-01-01 | Elec | Elec | 0.45 | 6.7146 | 0.35785 | 5.2411 | 4 | 2022-01-01 | Elec | Elec | 0.45 | 6.7146 | 0.35785 | 5.2411 | 4 | 2022-01-01 | Elec | Elec | 0.45 | 6.7146 | 0.35785 | 5.2411 | 4 | 2022-01-01 | Elec | Elec | 0.45 | 6.7146 | 0.35785 | 5.2411 | 4 | 2022-01-01 | Elec | Elec | 0.45 | 6.7146 | 0.35785 | 5.2411 | 4 | 2022-01-01 | Elec | Elec | 0.45 | 6.7146 | 0.35785 | 5.2411 | 4 | 2022-01-01 | Elec | Elec | 0.45 | 6.7146 | 0.35785 | 5.2411 | 4 | 2022-01-01 | Elec | Elec | 0.45 | 6.7146 | 0.35785 | 5.2411 | 4 | 2022-01-01 | Elec | Elec | 0.45 | 6.7146 | 0.35785 | 5.2411 | 4 | 2022-01-01 | Elec | Elec | 0.45 | 6.7146 | 0.35785 | 5.2411 | 4 | 2022-01-01 | Elec | Elec | 0.45 | 6.7146 | 0.35785 | 5.2411 | 4 | 2022-01-01 | Elec | Elec | 0.45 | 6.7146 | 0.35785 | 5.2411 | 4 | 2022-01-01 | Elec | Elec | 0.45 | 6.7146 | 0.35785 | 5.2411 | 4 | 2022-01-01 | Elec | Elec | 0.45 | 6.7146 | 0.35785 | 5.2411 | 4 | 2022-01-01 | Elec | Elec | 0.45 | 6.7146 | 0.35785 | 5.2411 | 4 | 2022-01-01 | Elec | Elec | 0.45 | 6.7146 | 0.35785 | 5.2411 | 4 | 2022-01-01 | Elec | Elec | 0.45 | 6.7146 | 0.35785 | 5.2411 | 4 | 2022-01-01 | Elec | Elec | 0.45 | 6.7146 | 0.35785 | 5.2411 | 4 | 2022-01-01 | Elec | Elec | 0.45 | 6.7146 | 0.35785 | 5.2411 | 4 | 2022-01-01 | Elec | Elec | 0.45 | 6.7146 | 0.35785 | 5.2411 | 4 | 2022-01-01 | Elec | Elec | 0.45 | 6.7146 | 0.35785 | 5.2411 | 4 | 2022-01-01 | Elec | Elec | 0.45 | 6.7146 | 0.35785 | 5.2411 | 4 | 2022-01-01 | Elec | Elec | 0.45 | 6.7146 | 0.35785 | 5.2411 | 4 | 2022-01-01 | Elec | Elec | 0.45 | 6.7146 | 0.35785 | 5.2411 | 4 | 2022-01-01 | Elec | Elec | 0.45 | 6.7146 | 0.35785 | 5.2411 | 4 | 2022-01-01 | Elec | Elec | 0.45 | 6.7146 | 0.35785 | 5.2411 | 4 | 2022-01-01 | Elec | Elec | 0.45 | 6.7146 | 0.35785 | 5.2411 | 4 | 2022-01-01 | Elec | Elec | 0.45 | 6.7146 | 0.35785 | 5.2411 | 4 | 2022-01-01 | Elec | Elec | 0.45 | 6.7146 | 0.35785 | 5.2411 | 4 | 2022-01-01 | Elec | Elec | 0.45 | 6.7146 | 0.35785 | 5.2411 | 4 | 2022-01-01 | Elec | Elec | 0.45 | 6.7146 | 0.35785 | 5.2411 | 4 | 2022-01-01 | Elec | Elec | 0.45 | 6.7146 | 0.35785 | 5.2411 | 4 | 2022-01-01 | Elec | Elec | 0.45 | 6.7146 | 0.35785 | 5.2411 | 4 | 2022-01-01 | Elec | Elec | 0.45 | 6.7146 | 0.35785 | 5.2411 | 4 | 2022-01-01 | Elec | Elec | 0.45 | 6.7146 | 0.35785 | 5.2411 | 4 | 2022-01-01 | Elec | Elec | 0.45 | 6.7146 | 0.35785 | 5.2411 | 4 | 2022-01-01 | Elec | Elec | 0.45 | 6.7146 | 0.35785 | 5.2411 | 4 | 2022-01-01 | Elec | Elec | 0.45 | 6.7146 | 0.35785 | 5.2411 | 4 | 2022-01-01 | Elec | Elec | 0.45 | 6.7146 | 0.35785 | 5.2411 | 4 | 2022-01-01 | Elec | Elec | 0.45 | 6.7146 | 0.35785 | 5.2411 | 4 | 2022-01-01 | Elec | Elec | 0.45 | 6.7146 | 0.35785 | 5.2411 | 4 | 2022-01-01 | Elec | Elec | 0.45 | 6.7146 | 0.35785 | 5.2411 | 4 | 2022-01-01 | Elec | Elec | 0.45 | 6.7146 | 0.35785 | 5.2411 | 4 | 2022-01-01 | Elec | Elec | 0.45 | 6.7146 | 0.35785 | 5.2411 | 4 | 2022-01-01 | Elec | Elec | 0.45 | 6.7146 | 0.35785 | 5.2411 | 4 | 2022-01-01 | Elec | Elec | 0.45 | 6.7146 | 0.35785 | 5.2411 | 4 | 2022-01-01 | Elec | Elec | 0.45 | 6.7146 | 0.35785 | 5.2411 | 4 | 2022-01-01 | Elec | Elec | 0.45 | 6.7146 | 0.35785 | 5.2411 | 4 | 2022-01-01 | Elec | Elec | 0.45 | 6.7146 | 0.35785 | 5.2411 | 4 | 2022-01-01 | Elec | Elec | 0.45 | 6.7146 | 0.35785 | 5.2411 | 4 | 2022-01-01 | Elec | Elec | 0.45 | 6.7146 | 0.35785 | 5.2411 | 4 | 2022-01-01 | Elec | Elec | 0.45 | 6.7146 | 0.35785 | 5.2411 | 4 | 2022-01-01 | Elec | Elec | 0.45 | 6.7146 | 0.35785 | 5.2411 | 4 | 2022-01-01 | Elec | Elec | 0.45 | 6.7146 | 0.35785 | 5.2411 | 4 | 2022-01-01 | Elec | Elec | 0.45 | 6.7146 | 0.35785 | 5.2411 | 4 | 2022-01-01 | Elec | Elec | 0.45 | 6.7146 | 0.35785 | 5.2411 | 4 | 2022-01-01 | Elec | Elec | 0.45 | 6.7146 | 0.35785 | 5.2411 | 4 | 2022-01-01 | Elec | Elec | 0.45 | 6.7146 | 0.35785 | 5.2411 | 4 | 2022-01-01 | Elec | Elec | 0.45 | 6.7146 | 0.35785 | 5.2411 | 4 | 2022-01-01 | Elec | Elec | 0.45 | 6.7146 | 0.35785 | 5.2411 | 4 | 2022-01-01 | Elec | Elec | 0.45 | 6.7146 | 0.35785 | 5.2411 | 4 | 2022-01-01 | Elec | Elec | 0.45 | 6.7146 | 0.35785 | 5.2411 | 4 | 2022-01-01 | Elec | Elec | 0.45 | 6.7146 | 0.35785 | 5.2411 | 4 | 2022-01-01 | Elec | Elec | 0.45 | 6.7146 | 0.35785 | 5.2411 | 4 | 2022-01-01 | Elec | Elec | 0.45 | 6.7146 | 0.35785 | 5.2411 | 4 | 2022-01-01 | Elec | Elec | 0.45 | 6.7146 | 0.35785 | 5.2411 | 4 | 2022-01-01 | Elec | Elec | 0.45 | 6.7146 | 0.35785 | 5.2411 | 4 | 2022-01-01 | Elec | Elec | 0.45 | 6.7146 | 0.35785 | 5.2411 | 4 | 2022-01-01 | Elec | Elec | 0.45 | 6.7146 | 0.35785 | 5.2411 | 4 | 2022-01-01 | Elec | Elec | 0.45 | 6.7146 | 0.35785 | 5.2411 | 4 | 2022-01-01 | Elec | Elec | 0.45 | 6.7146 | 0.35785 | 5.2411 | 4 | 2022-01-01 | Elec | Elec | 0.45 | 6.7146 | 0.35785 | 5.2411 | 4 | 2022-01-01 | Elec | Elec | 0.45 | 6.7146 | 0.35785 | 5.2411 | 4 | 2022-01-01 | Elec | Elec | 0.45 | 6.7146 | 0.35785 | 5.2411 | 4 | 2022-01-01 | Elec | Elec | 0.45 | 6.7146 | 0.35785 | 5.2411 | 4 | 2022-01-01 | Elec | Elec | 0.45 | 6.7146 | 0.35785 | 5.2411 | 4 | 2022-01-01 | Elec | Elec | 0.45 | 6.7146 | 0.35785 | 5.2411 | 4 | 2022-01-01 | Elec | Elec | 0.45 | 6.7146 | 0.35785 | 5.2411 | 4 | 2022-01-01 | Elec | Elec | 0.45 | 6.7146 | 0.35785 | 5.2411 | 4 | 2022-01-01 | Elec | Elec | 0.45 | 6.7146 | 0.35785 | 5.2411 | 4 | 2022-01-01 | Elec | Elec | 0.45 | 6.7146 | 0.35785 | 5.2411 | 4 | 2022-01-01 | Elec | Elec | 0.45 | 6.7146 | 0.35785 | 5.2411 | 4 | 2022-01-01 | Elec | Elec | 0.45 | 6.7146 | 0.35785 | 5.2411 | 4 | 2022-01-01 | Elec | Elec | 0.45 | 6.7146 | 0.35785 | 5.2411 | 4 | 2022-01-01 | Elec | Elec | 0.45 | 6.7146 | 0.35785 | 5.2411 | 4 | 2022-01-01 | Elec | Elec | 0.45 | 6.7146 | 0.35785 | 5.2411 | 4 | 2022-01-01 | Elec | Elec | 0.45 | 6.7146 | 0.35785 | 5.2411 | 4 | 2022-01-01 | Elec | Elec | 0.45 | 6.7146 | 0.35785 | 5.2411 | 4 | 2022-01-01 | Elec | Elec | 0.45 | 6.7146 | 0.35785 | 5.2411 | 4 | 2022-01-01 | Elec | Elec | 0.45 | 6.7146 | 0.35785 | 5.2411 | 4 | 2022-01-01 | Elec | Elec | 0.45 | 6.7146 | 0.35785 | 5.2411 | 4 | 2022-01-01 | Elec | Elec | 0.45 | 6.7146 | 0.35785 | 5.2411 | 4 | 2022-01-01 | Elec | Elec | 0.45 | 6.7146 | 0.35785 | 5.2411 | 4 | 2022-01-01 | Elec | Elec | 0.45 | 6.7146 | 0.35785 | 5.2411 | 4 | 2022-01-01 | Elec | Elec | 0.45 | 6.7146 | 0.35785 | 5.2411 | 4 | 2022-01-01 | Elec | Elec | 0.45 | 6.7146 | 0.35785 | 5.2411 | 4 | 2022-01-01 | Elec | Elec | 0.45 | 6.7146 | 0.35785 | 5.2411 | 4 | 2022-01-01 | Elec | Elec | 0.45 | 6.7146 | 0.35785 | 5.2411 | 4 | 2022-01-01 | Elec | Elec | 0.45 | 6.7146 | 0.35785 | 5.2411 | 4 | 2022-01-01 | Elec | Elec | 0.45 | 6.7146 | 0.35785 | 5.2411 | 4 | 2022-01-01 | Elec | Elec | 0.45 | 6.7146 | 0.35785 | 5.2411 | 4 | 2022-01-01 | Elec | Elec | 0.45 | 6.7146 | 0.35785 | 5.2411 | 4 | 2022-01-01 | Elec | Elec | 0.45 | 6.7146 | 0.35785 | 5.2411 | 4 | 2022-01-01 | Elec | Elec | 0.45 | 6.7146 | 0.35785 | 5.2411 | 4 | 2022-01-01 | Elec | Elec | 0.45 | 6.7146 | 0.35785 | 5.2411 | 4 | 2022-01-01 | Elec | Elec | 0.45 | 6.7146 | 0.35785 | 5.2411 | 4 | 2022-01-01 | Elec | Elec | 0.45 | 6.7146 | 0.35785 | 5.2411 | 4 | 2022-01-01 | Elec | Elec | 0.45 | 6.7146 | 0.35785 | 5.2411 | 4 | 2022-01-01 | Elec | Elec | 0.45 | 6.7146 | 0.35785 | 5.2411 | 4 | 2022-01-01 | Elec | Elec | 0.45 | 6.7146 | 0.35785 | 5.2411 | 4 | 2022-01-01 | Elec | Elec | 0.45 | 6.7146 | 0.35785 | 5.2411 | 4 | 2022-01-01 | Elec | Elec | 0.45 | 6.7146 | 0.35785 | 5.2411 | 4 | 2022-01-01 | Elec | Elec | 0.45 | 6.7146 | 0.35785 | 5.2411 | 4 | 2022-01-01 | Elec | Elec | 0.45 | 6.7146 | 0.35785 | 5.2411 | 4 | 2022-01-01 | Elec | Elec | 0.45 | 6.7146 | 0.35785 | 5.2411 | 4 | 2022-01-01 | Elec | Elec | 0.45 | 6.7146 | 0.35785 | 5.2411 | 4 | 2022-01-01 | Elec | Elec | 0.45 | 6.7146 | 0.35785 | 5.2411 | 4 | 2022-01-01 | Elec | Elec | 0.45 | 6.7146 | 0.35785 | 5.2411 | 4 | 2022-01-01 | Elec | Elec | 0.45 | 6.7146 | 0.35785 | 5.2411 | 4 | 2022-01-01 | Elec | Elec | 0.45 | 6.7146 | 0.35785 | 5.2411 | 4 | 2022-01-01 | Elec | Elec | 0.45 | 6.7146 | 0.35785 | 5.2411 | 4 | 2022-01-01 | Elec | Elec | 0.45 | 6.7146 | 0.35785 | 5.2411 | 4 | 2022-01-01 | Elec | Elec | 0.45 | 6.7146 | 0.35785 | 5.2411 | 4 | 2022-01-01 | Elec | Elec | 0.45 | 6.7146 | 0.35785 | 5.2411 | 4 | 2022-01-01 | Elec | Elec | 0.45 | 6.7146 | 0.35785 | 5.2411 | 4 | 2022-01-01 | Elec | Elec | 0.45 | 6.7146 | 0.35785 | 5.2411 | 4 | 2022-01-01 | Elec | Elec | 0.45 | 6.7146 | 0.35785 | 5.2411 | 4 | 2022-01-01 | Elec | Elec | 0.45 | 6.7146 | 0.35785 | 5.2411 | 4 | 2022-01-01 | Elec | Elec | 0.45 | 6.7146 | 0.35785 | 5.2411 | 4 | 2022-01-01 | Elec | Elec | 0.45 | 6.7146 | 0.35785 | 5.2411 | 4 | 2022-01-01 | Elec | Elec | 0.45 | 6.7146 | 0.35785 | 5.2411 | 4 | 2022-01-01 | Elec | Elec | 0.45 | 6.7146 | 0.35785 | 5.2411 | 4 | 2022-01-01 | Elec | Elec | 0.45 | 6.7146 | 0.35785 | 5.2411 | 4 | 2022-01-01 | Elec | Elec | 0.45 | 6.7146 | 0.35785 | 5.2411 | 4 | 2022-01-01 | Elec | Elec | 0.45 | 6.7146 | 0.35785 | 5.2411 | 4 | 2022-01-01 | Elec | Elec | 0.45 | 6.7146 | 0.35785 | 5.2411 | 4 | 2022-01-01 | Elec | Elec | 0.45 | 6.7146 | 0.35785 | 5.2411 | 4 | 2022-01-01 | Elec | Elec | 0.45 | 6.7146 | 0.35785 | 5.2411 | 4 | 2022-01-01 | Elec | Elec | 0.45 | 6.7146 | 0.35785 | 5.2411 | 4 | 2022-01-01 | Elec | Elec | 0.45 | 6.7146 | 0.35785 | 5.2411 | 4 | 2022-01-01 | Elec | Elec | 0.45 | 6.7146 | 0.35785 | 5.2411 | 4 | 2022-01-01 | Elec | Elec | 0.45 | 6.7146 | 0.35785 | 5.2411 | 4 | 2022-01-01 | Elec | Elec | 0.45 | 6.7146 | 0.35785 | 5.2411 | 4 | 2022-01-01 | Elec | Elec | 0.45 | 6.7146 | 0.35785 | 5.2411 | 4 | 2022-01-01 | Elec | Elec | 0.45 | 6.7146 | 0.35785 | 5.2411 | 4 | 2022-01-01 | Elec | Elec | 0.45 | 6.7146 | 0.35785 | 5.2411 | 4 | 2022-01-01 | Elec | Elec | 0.45 | 6.7146 | 0.35785 | 5.2411 | 4 | 2022-01-01 | Elec | Elec | 0.45 | 6.7146 | 0.35785 | 5.2411 | 4 | 2022-01-01 | Elec | Elec | 0.45 | 6.7146 | 0.35785 | 5.2411 | 4 | 2022-01-01 | Elec | Elec | 0.45 | 6.7146 | 0.35785 | 5.2411 | 4 | 2022-01-01 | Elec | Elec | 0.45 | 6.7146 | 0.35785 | 5.2411 | 4 | 2022-01-01 | Elec | Elec | 0.45 | 6.7146 | 0.35785 | 5.2411 | 4 | 2022-01-01 | Elec | Elec | 0.45 | 6.7146 | 0.35785 | 5.2411 | 4 | 2022-01-01 | Elec | Elec | 0.45 | 6.7146 | 0.35785 | 5.2411 | 4 | 2022-01-01 | Elec | Elec | 0.45 | 6.7146 | 0.35785 | 5.2411 | 4 | 2022-01-01 | Elec | Elec | 0.45 | 6.7146 | 0.35785 | 5.2411 | 4 | 2022-01-01 | Elec | Elec | 0.45 | 6.7146 | 0.35785 | 5.2411 | 4 | 2022-01-01 | Elec | Elec | 0.45 | 6.7146 | 0.35785 | 5.2411 | 4 | 2022-01-01 | Elec | Elec | 0.45 | 6.7146 | 0.35785 | 5.2411 | 4 | 2022-01-01 | Elec | Elec | 0.45 | 6.7146 | 0.35785 | 5.2411 | 4 | 2022-01-01 | Elec | Elec | 0.45 | 6.7146 | 0.35785 | 5.2411 | 4 | 2022-01-01 | Elec | Elec | 0.45 | 6.7146 | 0.35785 | 5.2411 | 4 | 2022-01-01 | Elec | Elec | 0.45 | 6.7146 | 0.35785 | 5.2411 | 4 | 2022-01-01 | Elec | Elec | 0.45 | 6.7146 | 0.35785 | 5.2411 | 4 | 2022-01-01 | Elec | Elec | 0.45 | 6.7146 | 0.35785 | 5.2411 | 4 | 2022-01-01 | Elec | Elec | 0.45 | 6.7146 | 0.35785 | 5.2411 | 4 | 2022-01-01 | Elec | Elec | 0.45 | 6.7146 | 0.35785 | 5.2411 | 4 | 2022-01-01 | Elec | Elec | 0.45 | 6.7146 | 0.35785 | 5.2411 | 4 | 2022-01-01 | Elec | Elec | 0.45 | 6.7146 | 0.35785 | 5.2411 | 4 | 2022-01-01 | Elec | Elec | 0.45 | 6.7146 | 0.35785 | 5.2411 | 4 | 2022-01-01 | Elec | Elec | 0.45 | 6.7146 | 0.35785 | 5.2411 | 4 | 2022-01-01 | Elec | Elec | 0.45 | 6.7146 | 0.35785 | 5.2411 | 4 | 2022-01-01 | Elec | Elec | 0.45 | 6.7146 | 0.35785 | 5.2411 | 4 | 2022-01-01 | Elec | Elec | 0.45 | 6.7146 | 0.35785 | 5.2411 | 4 | 2022-01-01 | Elec | Elec | 0.45 | 6.7146 | 0.35785 | 5.2411 | 4 | 2022-01-01 | Elec | Elec | 0.45 | 6.7146 | 0.35785 | 5.2411 | 4 | 2022-01-01 | Elec | Elec | 0.45 | 6.7146 | 0.35785 | 5.2411 | 4 | 2022-01-01 | Elec | Elec | 0.45 | 6.7146 | 0.35785 | 5.2411 | 4 | 2022-01-01 | Elec | Elec | 0.45 | 6.7146 | 0.35785 | 5.2411 | 4 | 2022-01-01 | Elec | Elec | 0.45 | 6.7146 | 0.35785 | 5.2411 | 4 | 2022-01-01 | Elec | Elec | 0.45 | 6.7146 | 0.35785 | 5.2411 | 4 | 2022-01-01 | Elec | Elec | 0.45 | 6.7146 | 0.35785 | 5.2411 | 4 | 2022-01-01 | Elec | Elec | 0.45 | 6.7146 | 0.35785 | 5.2411 | 4 | 2022-01-01 | Elec | Elec | 0.45 | 6.7146 | 0.35785 | 5.2411 | 4 | 2022-01-01 | Elec | Elec | 0.45 | 6.7146 | 0.35785 | 5.2411 | 4 | 2022-01-01 | Elec | Elec | 0.45 | 6.7146 | 0.35785 | 5.2411 | 4 | 2022-01-01 | Elec | Elec | 0.45 | 6.7146 | 0.35785 | 5.2411 | 4 | 2022-01-01 | Elec | Elec | 0.45 | 6.7146 | 0.35785 | 5.2411 | 4 | 2022-01-01 | Elec | Elec | 0.45 | 6.7146 | 0.35785 | 5.2411 | 4 | 2022-01-01 | Elec | Elec | 0.45 | 6.7146 | 0.35785 | 5.2411 | 4 | 2022-01-01 | Elec | Elec | 0.45 | 6.7146 | 0.35785 | 5.2411 | 4 | 2022-01-01 | Elec | Elec | 0.45 | 6.7146 | 0.35785 | 5.2411 | 4 | 2022-01-01 | Elec | Elec | 0.45 | 6.7146 | 0.35785 | 5.2411 | 4 | 2022-01-01 | Elec | Elec | 0.45 | 6.7146 | 0.35785 | 5.2411 | 4 | 2022-01-01 | Elec | Elec | 0.45 | 6.7146 | 0.35785 | 5.2411 | 4 | 2022-01-01 | Elec | Elec | 0.45 | 6.7146 | 0.35785 | 5.2411 | 4 | 2022-01-01 | Elec | Elec | 0.45 | 6.7146 | 0.35785 | 5.2411 | 4 | 2022-01-01 | Elec | Elec | 0.45 | 6.7146 | 0.35785 | 5.2411 | 4 | 2022-01-01 | Elec | Elec | 0.45 | 6.7146 | 0.35785 | 5.2411 | 4 | 2022-01-01 | Elec | Elec | 0.45 | 6.7146 | 0.35785 | 5.2411 | 4 | 2022-01-01 | Elec | Elec | 0.45 | 6.7146 | 0.35785 | 5.2411 | 4 | 2022-01-01 | Elec | Elec | 0.45 | 6.7146 | 0.35785 | 5.2411 | 4 | 2022-01-01 | Elec | Elec | 0.45 | 6.7146 | 0.35785 | 5.2411 | 4 | 2022-01-01 | Elec | Elec | 0.45 | 6.7146 | 0.35785 | 5.2411 | 4 | 2022-01-01 | Elec | Elec | 0.45 | 6.7146 | 0.35785 | 5.2411 | 4 | 2022-01-01 | Elec | Elec | 0.45 | 6.7146 | 0.35785 | 5.2411 | 4 | 2022-01-01 | Elec | Elec | 0.45 | 6.7146 | 0.35785 | 5.2411 | 4 | 2022-01-01 | Elec | Elec | 0.45 | 6.7146 | 0.35785 | 5.2411 | 4 | 2022-01-01 | Elec | Elec | 0.45 | 6.7146 | 0.35785 | 5.2411 | 4 | 2022-01-01 | Elec | Elec | 0.45 | 6.7146 | 0.35785 | 5.2411 | 4 | 2022-01-01 | Elec | Elec | 0.45 | 6.7146 | 0.35785 | 5.2411 | 4 | 2022-01-01 | Elec | Elec | 0.45 | 6.7146 | 0.35785 | 5.2411 | 4 | 2022-01-01 | Elec | Elec | 0.45 | 6.7146 | 0.35785 | 5.2411 | 4 | 2022-01-01 | Elec | Elec | 0.45 | 6.7146 | 0.35785 | 5.2411 | 4 | 2022-01-01 | Elec | Elec | 0.45 | 6.7146 | 0.35785 | 5.2411 | 4 | 2022-01-01 | Elec | Elec | 0.45 | 6.7146 | 0.35785 | 5.2411 | 4 | 2022-01-01 | Elec | Elec | 0.45 | 6.7146 | 0.35785 | 5.2411 | 4 | 2022-01-01 | Elec | Elec | 0.45 | 6.7146 | 0.35785 | 5.2411 | 4 | 2022-01-01 | Elec | Elec | 0.45 | 6.7146 | 0.35785 | 5.2411 | 4 | 2022-01-01 | Elec | Elec | 0.45 | 6.7146 | 0.35785 | 5.2411 | 4 | 2022-01-01 | Elec | Elec | 0.45 | 6.7146 | 0.35785 | 5.2411 | 4 | 2022-01-01 | Elec | Elec | 0.45 | 6.7146 | 0.35785 | 5.2411 | 4 | 2022-01-01 | Elec | Elec | 0.45 | 6.7146 | 0.35785 | 5.2411 | 4 | 2022-01-01 | Elec | Elec | 0.45 | 6.7146 | 0.35785 | 5.2411 | 4 | 2022-01-01 | Elec | Elec | 0.45 | 6.7146 | 0.35785 | 5.2411 | 4 | 2022-01-01 | Elec | Elec | 0.45 | 6.7146 | 0.35785 | 5.2411 | 4 | 2022-01-01 | Elec | Elec | 0.45 | 6.7146 | 0.35785 | 5.2411 | 4 | 2022-01-01 | Elec | Elec | 0.45 | 6.7146 | 0.35785 | 5.2411 | 4 | 2022-01-01 | Elec | Elec | 0.45 | 6.7146 | 0.35785 | 5.2411 | 4 | 2022-01-01 | Elec | Elec | 0.45 | 6.7146 | 0.35785 | 5.2411 | 4 | 2022-01-01 | Elec | Elec | 0.45 | 6.7146 | 0.35785 | 5.2411 | 4 | 2022-01-01 | Elec | Elec | 0.45 | 6.7146 | 0.35785 | 5.2411 | 4 | 2022-01-01 | Elec | Elec | 0.45 | 6.7146 | 0.35785 | 5.2411 | 4 | 2022-01-01 | Elec | Elec | 0.45 | 6.7146 | 0.35785 | 5.2411 | 4 | 2022-01-01 | Elec | Elec | 0.45 | 6.7146 | 0.35785 | 5.2411 | 4 | 2022-01-01 | Elec | Elec | 0.45 | 6.7146 | 0.35785 | 5.2411 | 4 | 2022-01-01 | Elec | Elec | 0.45 | 6.7146 | 0.35785 | 5.2411 | 4 | 2022-01-01 | Elec | Elec | 0.45 | 6.7146 | 0.35785 | 5.2411 | 4 | 2022-01-01 | Elec | Elec | 0.45 | 6.7146 | 0.35785 | 5.2411 | 4 | 2022-01-01 | Elec | Elec | 0.45 | 6.7146 | 0.35785 | 5.2411 | 4 | 2022-01-01 | Elec | Elec | 0.45 | 6.7146 | 0.35785 | 5.2411 | 4 | 2022-01-01 | Elec | Elec | 0.45 | 6.7146 | 0.35785 | 5.2411 | 4 | 2022-01-01 | Elec | Elec | 0.45 | 6.7146 | 0.35785 | 5.2411 | 4 | 2022-01-01 | Elec | Elec | 0.45 | 6.7146 | 0.35785 | 5.2411 | 4 | 2022-01-01 | Elec | Elec | 0.45 | 6.7146 | 0.35785 | 5.2411 | 4 | 2022-01-01 | Elec | Elec | 0.45 | 6.7146 | 0.35785 | 5.2411 | 4 | 2022-01-01 | Elec | Elec | 0.45 | 6.7146 | 0.35785 | 5.2411 | 4 | 2022-01-01 | Elec | Elec | 0.45 | 6.7146 | 0.35785 | 5.2411 | 4 | 2022-01-01 | Elec | Elec | 0.45 | 6.7146 | 0.35785 | 5.2411 | 4 | 2022-01-01 | Elec | Elec | 0.45 | 6.7146 | 0.35785 | 5.2411 | 4 | 2022-01-01 | Elec | Elec | 0.45 | 6.7146 | 0.35785 | 5.2411 | 4 | 2022-01-01 | Elec | Elec | 0.45 | 6.7146 | 0.35785 | 5.2411 | 4 | 2022-01-01 | Elec | Elec | 0.45 | 6.7146 | 0.35785 | 5.2411 | 4 | 2022-01-01 | Elec | Elec | 0.45 | 6.7146 | 0.35785 | 5.2411 | 4 | 2022-01-01 | Elec | Elec | 0.45 | 6.7146 | 0.35785 | 5.2411 | 4 | 2022-01-01 | Elec | Elec | 0.45 | 6.7146 | 0.35785 | 5.2411 | 4 | 2022-01-01 | Elec | Elec | 0.45 | 6.7146 | 0.35785 | 5.2411 | 4 | 2022-01-01 | Elec | Elec | 0.45 | 6.7146 | 0.35785 | 5.2411 | 4 | 2022-01-01 | Elec | Elec | 0.45 | 6.7146 | 0.35785 | 5.2411 | 4 | 2022-01-01 | Elec | Elec | 0.45 | 6.7146 | 0.35785 | 5.2411 | 4 | 2022-01-01 | Elec | Elec | 0.45 | 6.7146 | 0.35785 | 5.2411 | 4 | 2022-01-01 | Elec | Elec | 0.45 | 6.7146 | 0.35785 | 5.2411 | 4 | 2022-01-01 | Elec | Elec | 0.45 | 6.7146 | 0.35785 | 5.2411 | 4 | 2022-01-01 | Elec | Elec | 0.45 | 6.7146 | 0.35785 | 5.2411 | 4 | 2022-01-01 | Elec | Elec | 0.45 | 6.7146 | 0.35785 | 5.2411 | 4 | 2022-01-01 | Elec | Elec | 0.45 | 6.7146 | 0.35785 | 5.2411 | 4 | 2022-01-01 | Elec | Elec | 0.45 | 6.7146 | 0.35785 | 5.2411 | 4 | 2022-01-01 | Elec | Elec | 0.45 | 6.7146 | 0.35785 | 5.2411 | 4 | 2022-01-01 | Elec | Elec | 0.45 | 6.7146 | 0.35785 | 5.2411 | 4 | 2022-01-01 | Elec | Elec | 0.45 | 6.7146 | 0.35785 | 5.2411 | 4 | 2022-01-01 | Elec | Elec | 0.45 | 6.7146 | 0.35785 | 5.2411 | 4 | 2022-01-01 | Elec | Elec | 0.45 | 6.7146 | 0.35785 | 5.2411 | 4 | 2022-01-01 | Elec | Elec | 0.45 | 6.7146 | 0.35785 | 5.2411 | 4 | 2022-01-01 | Elec | Elec | 0.45 | 6.7146 | 0.35785 | 5.2411 | 4 | 2022-01-01 | Elec | Elec | 0.45 | 6.7146 | 0.35785 | 5.2411 | 4 | 2022-01-01 | Elec | Elec | 0.45 | 6.7146 | 0.35785 | 5.2411 | 4 | 2022-01-01 | Elec | Elec | 0.45 | 6.7146 | 0.35785 | 5.2411 | 4 | 2022-01-01 | Elec | Elec | 0.45 | 6.7146 | 0.35785 | 5.2411 | 4 | 2022-01-01 | Elec | Elec | 0.45 | 6.7146 | 0.35785 | 5.2411 | 4 | 2022-01-01 | Elec | Elec | 0.45 | 6.7146 | 0.35785 | 5.2411 | 4 | 2022-01-01 | Elec | Elec | 0.45 | 6.7146 | 0.35785 | 5.2411 | 4 | 2022-01-01 | Elec | Elec | 0.45 | 6.7146 | 0.35785 | 5.2411 | 4 | 2022-01-01 | Elec | Elec | 0.45 | 6.7146 | 0.35785 | 5.2411 | 4 | 2022-01-01 | Elec | Elec | 0.45 | 6.7146 | 0.35785 | 5.2411 | 4 | 2022-01-01 | Elec | Elec | 0.45 | 6.7146 | 0.35785 | 5.2411 | 4 | 2022-01-01 | Elec | Elec | 0.45 | 6.7146 | 0.35785 | 5.2411 | 4 | 2022-01-01 | Elec | Elec | 0.45 | 6.7146 | 0.35785 | 5.2411 | 4 | 2022-01-01 | Elec | Elec | 0.45 | 6.7146 | 0.35785 | 5.2411 | 4 | 2022-01-01 | Elec | Elec | 0.45 | 6.7146 | 0.35785 | 5.2411 | 4 | 2022-01-01 | Elec | Elec | 0.45 | 6.7146 | 0.35785 | 5.2411 | 4 | 2022-01-01 | Elec | Elec | 0.45 | 6.7146 | 0.35785 | 5.2411 | 4 | 2022-01-01 | Elec | Elec | 0.45 | 6.7146 | 0.35785 | 5.2411 | 4 | 2022-01-01 | Elec | Elec | 0.45 | 6.7146 | 0.35785 | 5.2411 | 4 | 2022-01-01 | Elec | Elec | 0.45 | 6.7146 | 0.35785 | 5.2411 | 4 | 2022-01-01 | Elec | Elec | 0.45 | 6.7146 | 0.35785 | 5.2411 | 4 | 2022-01-01 | Elec | Elec | 0.45 | 6.7146 | 0.35785 | 5.2411 | 4 | 2022-01-01 | Elec | Elec | 0.45 | 6.7146 | 0.35785 | 5.2411 | 4 | 2022-01-01 | Elec | Elec | 0.45 | 6.7146 | 0.35785 | 5.2411 | 4 | 2022-01-01 | Elec | Elec | 0.45 | 6.7146 | 0.35785 | 5.2411 | 4 | 2022-01-01 | Elec | Elec | 0.45 | 6.7146 | 0.35785 | 5.2411 | 4 | 2022-01-01 | Elec | Elec | 0.45 | 6.7146 | 0.35785 | 5.2411 | 4 | 2022-01-01 | Elec | Elec | 0.45 | 6.7146 | 0.35785 | 5.2411 | 4 | 2022-01-01 | Elec | Elec | 0.45 | 6.7146 | 0.35785 | 5.2411 | 4 | 2022-01-01 | Elec | Elec | 0.45 | 6.7146 | 0.35785 | 5.2411 | 4 | 2022-01-01 | Elec | Elec | 0.45 | 6.7146 | 0.35785 | 5.2411 | 4 | 2022-01-01 | Elec | Elec | 0.45 | 6.7146 | 0.35785 | 5.2411 | 4 | 2022-01-01 | Elec | Elec | 0.45 | 6.7146 | 0.35785 | 5.2411 | 4 | 2022-01-01 | Elec | Elec | 0.45 | 6.7146 | 0.35785 | 5.2411 | 4 | 2022-01-01 | Elec | Elec | 0.45 | 6.7146 | 0.35785 | 5.2411 | 4 | 2022-01-01 | Elec | Elec | 0.45 | 6.7146 | 0.35785 | 5.2411 | 4 | 2022-01-01 | Elec | Elec | 0.45 | 6.7146 | 0.35785 | 5.2411 | 4 | 2022-01-01 | Elec | Elec | 0.45 | 6.7146 | 0.35785 | 5.2411 | 4 | 2022-01-01 | Elec | Elec | 0.45 | 6.7146 | 0.35785 | 5.2411 | 4 | 2022-01-01 | Elec | Elec | 0.45 | 6.7146 | 0.35785 | 5.2411 | 4 | 2022-01-01 | Elec | Elec | 0.45 | 6.7146 | 0.35785 | 5.2411 | 4 | 2022-01-01 | Elec | Elec | 0.45 | 6.7146 | 0.35785 | 5.2411 | 4 | 2022-01-01 | Elec | Elec | 0.45 | 6.7146 | 0.35785 | 5.2411 | 4 | 2022-01-01 | Elec | Elec | 0.45 | 6.7146 | 0.35785 | 5.2411 | 4 | 2022-01-01 | Elec | Elec | 0.45 | 6.7146 | 0.35785 | 5.2411 | 4 | 2022-01-01 | Elec | Elec | 0.45 | 6.7146 | 0.35785 | 5.2411 | 4 | 2022-01-01 | Elec | Elec | 0.45 | 6.7146 | 0.35785 | 5.2411 | 4 | 2022-01-01 | Elec | Elec | 0.45 | 6.7146 | 0.35785 | 5.2411 | 4 | 2022-01-01 | Elec | Elec | 0.45 | 6.7146 | 0.35785 | 5.2411 | 4 | 2022-01-01 | Elec | Elec | 0.45 | 6.7146 | 0.35785 | 5.2411 | 4 | 2022-01-01 | Elec | Elec | 0.45 | 6.7146 | 0.35785 | 5.2411 | 4 | 2022-01-01 | Elec | Elec | 0.45 | 6.7146 | 0.35785 | 5.2411 | 4 | 2022-01-01 | Elec | Elec | 0.45 | 6.7146 | 0.35785 | 5.2411 | 4 | 2022-01-01 | Elec | Elec | 0.45 | 6.7146 | 0.35785 | 5.2411 | 4 | 2022-01-01 | Elec | Elec | 0.45 | 6.7146 | 0.35785 | 5.2411 | 4 | 2022-01-01 | Elec | Elec | 0.45 | 6.7146 | 0.35785 | 5.2411 | 4 | 2022-01-01 | Elec | Elec | 0.45 | 6.7146 | 0.35785 | 5.2411 | 4 | 2022-01-01 | Elec | Elec | 0.45 | 6.7146 | 0.35785 | 5.2411 | 4 | 2022-01-01 | Elec | Elec | 0.45 | 6.7146 | 0.35785 | 5.2411 | 4 | 2022-01-01 | Elec | Elec | 0.45 | 6.7146 | 0.35785 | 5.2411 | 4 | 2022-01-01 | Elec | Elec | 0.45 | 6.7146 | 0.35785 | 5.2411 | 4 | 2022-01-01 | Elec | Elec | 0.45 | 6.7146 | 0.35785 | 5.2411 | 4 | 2022-01-01 | Elec | Elec | 0.45 | 6.7146 | 0.35785 | 5.2411 | 4 | 2022-01-01 | Elec | Elec | 0.45 | 6.7146 | 0.35785 | 5.2411 | 4 | 2022-01-01 | Elec | Elec | 0.45 | 6.7146 | 0.35785 | 5.2411 | 4 | 2022-01-01 | Elec | Elec | 0.45 | 6.7146 | 0.35785 | 5.2411 | 4 | 2022-01-01 | Elec | Elec | 0.45 | 6.7146 | 0.35785 | 5.2411 | 4 | 2022-01-01 | Elec | Elec | 0.45 | 6.7146 | 0.35785 | 5.2411 | 4 | 2022-01-01 | Elec | Elec | 0.45 | 6.7146 | 0.35785 | 5.2411 | 4 | 2022-01-01 | Elec | Elec | 0.45 | 6.7146 | 0.35785 | 5.2411 | 4 | 2022-01-01 | Elec | Elec | 0.45 | 6.7146 | 0.35785 | 5.2411 | 4 | 2022-01-01 | Elec | Elec | 0.45 | 6.7146 | 0.35785 | 5.2411 | 4 | 2022-01-01 | Elec | Elec | 0.45 | 6.7146 | 0.35785 | 5.2411 | 4 | 2022-01-01 | Elec | Elec | 0.45 | 6.7146 | 0.35785 | 5.2411 | 4 | 2022-01-01 | Elec | Elec | 0.45 | 6.7146 | 0.35785 | 5.2411 | 4 | 2022-01-01 | Elec | Elec | 0.45 | 6.7146 | 0.35785 | 5.2411 | 4 | 2022-01-01 | Elec | Elec | 0.45 | 6.7146 | 0.35785 | 5.2411 | 4 | 2022-01-01 | Elec | Elec | 0.45 | 6.7146 | 0.35785 | 5.2411 | 4 | 2022-01-01 | Elec | Elec | 0.45 | 6.7146 | 0.35785 | 5.2411 | 4 | 2022-01-01 | Elec | Elec | 0.45 | 6.7146 | 0.35785 | 5.2411 | 4 | 2022-01-01 | Elec | Elec | 0.45 | 6.7146 | 0.35785 | 5.2411 | 4 | 2022-01-01 | Elec | Elec | 0.45 | 6.7146 | 0.35785 | 5.2411 | 4 | 2022-01-01 | Elec | Elec | 0.45 | 6.7146 | 0.35785 | 5.2411 | 4 | 2022-01-01 | Elec | Elec | 0.45 | 6.7146 | 0.35785 | 5.2411 | 4 | 2022-01-01 | Elec | Elec | 0.45 | 6.7146 | 0.35785 | 5.2411 | 4 | 2022-01-01 | Elec | Elec | 0.45 | 6.7146 | 0.35785 | 5.2411 | 4 | 2022-01-01 | Elec | Elec | 0.45 | 6.7146 | 0.35785 | 5.2411 | 4 | 2022-01-01 | Elec | Elec | 0.45 | 6.7146 | 0.35785 | 5.2411 | 4 | 2022-01-01 | Elec | Elec | 0.45 | 6.7146 | 0.35785 | 5.2411 | 4 | 2022-01-01 | Elec | Elec | 0.45 | 6.7146 | 0.35785 | 5.2411 | 4 | 2022-01-01 | Elec | Elec | 0.45 | 6.7146 | 0.35785 | 5.2411 | 4 | 2022-01-01 | Elec | Elec | 0.45 | 6.7146 | 0.35785 | 5.2411 | 4 | 2022-01-01 | Elec | Elec | 0.45 | 6.7146 | 0.35785 | 5.2411 | 4 | 2022-01-01 | Elec | Elec | 0.45 | 6.7146 | 0.35785 | 5.2411 | 4 | 2022-01-01 | Elec | Elec | 0.45 | 6.7146 | 0.35785 | 5.2411 | 4 | 2022-01-01 | Elec | Elec | 0.45 | 6.7146 | 0.35785 | 5.2411 | 4 | 2022-01-01 | Elec | Elec | 0.45 | 6.7146 | 0.35785 | 5.2411 | 4 | 2022-01-01 | Elec | Elec | 0.45 | 6.7146 | 0.35785 | 5.2411 | 4 | 2022-01-01 | Elec | Elec | 0.45 | 6.7146 | 0.35785 | 5.2411 | 4 | 2022-01-01 | Elec | Elec | 0.45 | 6.7146 | 0.35785 | 5.2411 | 4 | 2022-01-01 | Elec | Elec | 0.45 | 6.7146 | 0.35785 | 5.2411 | 4 | 2022-01-01 | Elec | Elec | 0.45 | 6.7146 | 0.35785 | 5.2411 | 4 | 2022-01-01 | Elec | Elec | 0.45 | 6.7146 | 0.35785 | 5.2411 | 4 | 2022-01-01 | Elec | Elec | 0.45 | 6.7146 | 0.35785 | 5.2411 | 4 | 2022-01-01 | Elec | Elec | 0.45 | 6.7146 | 0.35785 | 5.2411 | 4 | 2022-01-01 | Elec | Elec | 0.45 | 6.7146 | 0.35785 | 5.2411 | 4 | 2022-01-01 | Elec | Elec | 0.45 | 6.7146 | 0.35785 | 5.2411 | 4 | 2022-01-01 | Elec | Elec | 0.45 | 6.7146 | 0.35785 | 5.2411 | 4 | 2022-01-01 | Elec | Elec | 0.45 | 6.7146 | 0.35785 | 5.2411 | 4 | 2022-01-01 | Elec | Elec | 0.45 | 6.7146 | 0.35785 | 5.2411 | 4 | 2022-01-01 | Elec | Elec | 0.45 | 6.7146 | 0.35785 | 5.2411 | 4 | 2022-01-01 | Elec | Elec | 0.45 | 6.7146 | 0.35785 | 5.2411 | 4 | 2022-01-01 | Elec | Elec | 0.45 | 6.7146 | 0.35785 | 5.2411 | 4 | 2022-01-01 | Elec | Elec | 0.45 | 6.7146 | 0.35785 | 5.2411 | 4 | 2022-01-01 | Elec | Elec | 0.45 | 6.7146 | 0.35785 | 5.2411 | 4 | 2022-01-01 | Elec | Elec | 0.45 | 6.7146 | 0.35785 | 5.2411 | 4 | 2022-01-01 | Elec | Elec | 0.45 | 6.7146 | 0.35785 | 5.2411 | 4 | 2022-01-01 | Elec | Elec | 0.45 | 6.7146 | 0.35785 | 5.2411 | 4 | 2022-01-01 | Elec | Elec | 0.45 | 6.7146 | 0.35785 | 5.2411 | 4 | 2022-01-01 | Elec | Elec | 0.45 | 6.7146 | 0.35785 | 5.2411 | 4 | 2022-01-01 | Elec | Elec | 0.45 | 6.7146 | 0.35785 | 5.2411 | 4 | 2022-01-01 | Elec | Elec | 0.45 | 6.7146 | 0.35785 | 5.2411 | 4 | 2022-01-01 | Elec | Elec | 0.45 | 6.7146 | 0.35785 | 5.2411 | 4 | 2022-01-01 | Elec | Elec | 0.45 | 6.7146 | 0.35785 | 5.2411 | 4 | 2022-01-01 | Elec | Elec | 0.45 | 6.7146 | 0.35785 | 5.2411 | 4 | 2022-01-01 | Elec | Elec | 0.45 | 6.7146 | 0.35785 | 5.2411 | 4 | 2022-01-01 | Elec | Elec | 0.45 | 6.7146 | 0.35785 | 5.2411 | 4 | 2022-01-01 | Elec | Elec | 0.45 | 6.7146 | 0.35785 | 5.2411 | 4 | 2022-01-01 | Elec | Elec | 0.45 | 6.7146 | 0.35785 | 5.2411 | 4 | 2022-01-01 | Elec | Elec | 0.45 | 6.7146 | 0.35785 | 5.2411 | 4 | 2022-01-01 | Elec | Elec | 0.45 | 6.7146 | 0.35785 | 5.2411 | 4 | 2022-01-01 | Elec | Elec | 0.45 | 6.7146 | 0.35785 | 5.2411 | 4 | 2022-01-01 | Elec | Elec | 0.45 | 6.7146 | 0.35785 | 5.2411 | 4 | 2022-01-01 | Elec | Elec | 0.45 | 6.7146 | 0.35785 | 5.2411 | 4 | 2022-01-01 | Elec | Elec | 0.45 | 6.7146 | 0.35785 | 5.2411 | 4 | 2022-01-01 | Elec | Elec | 0.45 | 6.7146 | 0.35785 | 5.2411 | 4 | 2022-01-01 | Elec | Elec | 0.45 | 6.7146 | 0.35785 | 5.2411 | 4 | 2022-01-01 | Elec | Elec | 0.45 | 6.7146 | 0.35785 | 5.2411 | 4 | 2022-01-01 | Elec | Elec | 0.45 | 6.7146 | 0.35785 | 5.2411 | 4 | 2022-01-01 | Elec | Elec | 0.45 | 6.7146 | 0.35785 | 5.2411 | 4 | 2022-01-01 | Elec | Elec | 0.45 | 6.7146 | 0.35785 | 5.2411 | 4 | 2022-01-01 | Elec | Elec | 0.45 | 6.7146 | 0.35785 | 5.2411 | 4 | 2022-01-01 | Elec | Elec | 0.45 | 6.7146 | 0.35785 | 5.2411 | 4 | 2022-01-01 | Elec | Elec | 0.45 | 6.7146 | 0.35785 | 5.2411 | 4 | 2022-01-01 | Elec | Elec | 0.45 | 6.7146 | 0.35785 | 5.2411 | 4 | 2022-01-01 | Elec | Elec | 0.45 | 6.7146 | 0.35785 | 5.2411 | 4 | 2022-01-01 | Elec | Elec | 0.45 | 6.7146 | 0.35785 | 5.2411 | 4 | 2022-01-01 | Elec | Elec | 0.45 | 6.7146 | 0.35785 | 5.2411 | 4 | 2022-01-01 | Elec | Elec | 0.45 | 6.7146 | 0.35785 | 5.2411 | 4 | 2022-01-01 | Elec | Elec | 0.45 | 6.7146 | 0.35785 | 5.2411 | 4 | 2022-01-01 | Elec | Elec | 0.45 | 6.7146 | 0.35785 | 5.2411 | 4 | 2022-01-01 | Elec | Elec | 0.45 | 6.7146 | 0.35785 | 5.2411 | 4 | 2022-01-01 | Elec | Elec | 0.45 | 6.7146 | 0.35785 | 5.2411 | 4 | 2022-01-01 | Elec | Elec | 0.45 | 6.7146 | 0.35785 | 5.2411 | 4 | 2022-01-01 | Elec | Elec | 0.45 | 6.7146 | 0.35785 | 5.2411 | 4 | 2022-01-01 | Elec | Elec | 0.45 | 6.7146 | 0.35785 | 5.2411 | 4 | 2022-01-01 | Elec | Elec | 0.45 | 6.7146 | 0.35785 | 5.2411 | 4 | 2022-01-01 | Elec | Elec | 0.45 | 6.7146 | 0.35785 | 5.2411 | 4 | 2022-01-01 | Elec | Elec | 0.45 | 6.7146 | 0.35785 | 5.2411 | 4 | 2022-01-01 | Elec | Elec | 0.45 | 6.7146 | 0.35785 | 5.2411 | 4 | 2022-01-01 | Elec | Elec | 0.45 | 6.7146 | 0.35785 | 5.2411 | 4 | 2022-01-01 | Elec | Elec | 0.45 | 6.7146 | 0.35785 | 5.2411 | 4 | 2022-01-01 | Elec | Elec | 0.45 | 6.7146 | 0.35785 | 5.2411 | 4 | 2022-01-01 | Elec | Elec | 0.45 | 6.7146 | 0.35785 | 5.2411 | 4 | 2022-01-01 | Elec | Elec | 0.45 | 6.7146 | 0.35785 | 5.2411 | 4 | 2022-01-01 | Elec | Elec | 0.45 | 6.7146 | 0.35785 | 5.2411 | 4 | 2022-01-01 | Elec | Elec | 0.45 | 6.7146 | 0.35785 | 5.2411 | 4 | 2022-01-01 | Elec | Elec | 0.45 | 6.7146 | 0.35785 | 5.2411 | 4 | 2022-01-01 | Elec | Elec | 0.45 | 6.7146 | 0.35785 | 5.2411 | 4 | 2022-01-01 | Elec | Elec | 0.45 | 6.7146 | 0.35785 | 5.2411 | 4 | 2022-01-01 | Elec | Elec | 0.45 | 6.7146 | 0.35785 | 5.2411 | 4 | 2022-01-01 | Elec | Elec | 0.45 | 6.7146 | 0.35785 | 5.2411 | 4 | 2022-01-01 | Elec | Elec | 0.45 | 6.7146 | 0.35785 | 5.2411 | 4 | 2022-01-01 | Elec | Elec | 0.45 | 6.7146 | 0.35785 | 5.2411 | 4 | 2022-01-01 | Elec | Elec | 0.45 | 6.7146 | 0.35785 | 5.2411 | 4 | 2022-01-01 | Elec | Elec | 0.45 | 6.7146 | 0.35785 | 5.2411 | 4 | 2022-01-01 | Elec | Elec | 0.45 | 6.7146 | 0.35785 | 5.2411 | 4 | 2022-01-01 | Elec | Elec | 0.45 | 6.7146 | 0.35785 | 5.2411 | 4 | 2022-01-01 | Elec | Elec | 0.45 | 6.7146 | 0.35785 | 5.2411 | 4 | 2022-01-01 | Elec | Elec | 0.45 | 6.7146 | 0.35785 | 5.2411 | 4 | 2022-01-01 | Elec | Elec | 0.45 | 6.7146 | 0.35785 | 5.2411 | 4 | 2022-01-01 | Elec | Elec | 0.45 | 6.7146 | 0.35785 | 5.2411 | 4 | 2022-01-01 | Elec | Elec | 0.45 | 6.7146 | 0.35785 | 5.2411 | 4 | 2022-01-01 | Elec | Elec | 0.45 | 6.7146 | 0.35785 | 5.2411 | 4 | 2022-01-01 | Elec | Elec | 0.45 | 6.7146 | 0.35785 | 5.2411 | 4 | 2022-01-01 | Elec | Elec | 0.45 | 6.7146 | 0.35785 | 5.2411 | 4 | 2022-01-01 | Elec | Elec | 0.45 | 6.7146 | 0.35785 | 5.2411 | 4 | 2022-01-01 | Elec | Elec | 0.45 | 6.7146 | 0.35785 | 5.2411 | 4 | 2022-01-01 | Elec | Elec | 0.45 | 6.7146 | 0.35785 | 5.2411 | 4 | 2022-01-01 | Elec | Elec | 0.45 | 6.7146 | 0.35785 | 5.2411 | 4 | 2022-01-01 | Elec | Elec | 0.45 | 6.7146 | 0.35785 | 5.2411 | 4 | 2022-01-01 | Elec | Elec | 0.45 | 6.7146 | 0.35785 | 5.2411 | 4 | 2022-01-01 | Elec | Elec | 0.45 | 6.7146 | 0.35785 | 5.2411 | 4 | 2022-01-01 | Elec | Elec | 0.45 | 6.7146 | 0.35785 | 5.2411 | 4 | 2022-01-01 | Elec | Elec | 0.45 | 6.7146 | 0.35785 | 5.2411 | 4 | 2022-01-01 | Elec | Elec | 0.45 | 6.7146 | 0.35785 | 5.2411 | 4 | 2022-01-01 | Elec | Elec | 0.45 | 6.7146 | 0.35785 | 5.2411 | 4 | 2022-01-01 | Elec | Elec | 0.45 | 6.7146 | 0.35785 | 5.2411 | 4 | 2022-01-01 | Elec | Elec | 0.45 | 6.7146 | 0.35785 | 5.2411 | 4 | 2022-01-01 | Elec | Elec | 0.45 | 6.7146 | 0.35785 | 5.2411 | 4 | 2022-01-01 | Elec | Elec | 0.45 | 6.7146 | 0.35785 | 5.2411 | 4 | 2022-01-01 | Elec | Elec | 0.45 | 6.7146 | 0.35785 | 5.2411 | 4 | 2022-01-01 | Elec | Elec | 0.45 | 6.7146 | 0.35785 | 5.2411 | 4 | 2022-01-01 | Elec | Elec | 0.45 | 6.7146 | 0.35785 | 5.2411 | 4 | 2022-01-01 | Elec | Elec | 0.45 | 6.7146 | 0.35785 | 5.2411 | 4 | 2022-01-01 | Elec | Elec | 0.45 | 6.7146 | 0.35785 | 5.2411 | 4 | 2022-01-01 | Elec | Elec | 0.45 | 6.7146 | 0.35785 | 5.2411 | 4 | 2022-01-01 | Elec | Elec | 0.45 | 6.7146 | 0.35785 | 5.2411 | 4 | 2022-01-01 | Elec | Elec | 0.45 | 6.7146 | 0.35785 | 5.2411 | 4 | 2022-01-01 | Elec | Elec | 0.45 | 6.7146 | 0.35785 | 5.2411 | 4 | 2022-01-01 | Elec | Elec | 0.45 | 6.7146 | 0.35785 | 5.2411 | 4 | 2022-01-01 | Elec | Elec | 0.45 | 6.7146 | 0.35785 | 5.2411 | 4 | 2022-01-01 | Elec | Elec | 0.45 | 6.7146 | 0.35785 | 5.2411 | 4 | 2022-01-01 | Elec | Elec | 0.45 | 6.7146 | 0.35785 | 5.2411 | 4 | 2022-01-01 | Elec | Elec | 0.45 | 6.7146 | 0.35785 | 5.2411 | 4 | 2022-01-01 | Elec | Elec | 0.45 | 6.7146 | 0.35785 | 5.2411 | 4 | 2022-01-01 | Elec | Elec | 0.45 | 6.7146 | 0.35785 | 5.2411 | 4 | 2022-01-01 | Elec | Elec | 0.45 | 6.7146 | 0.35785 | 5.2411 | 4 | 2022-01-01 | Elec | Elec | 0.45 | 6.7146 | 0.35785 | 5.2411 | 4 | 2022-01-01 | Elec | Elec | 0.45 | 6.7146 | 0.35785 | 5.2411 | 4 | 2022-01-01 | Elec | Elec | 0.45 | 6.7146 | 0.35785 | 5.2411 | 4 | 2022-01-01 | Elec | Elec | 0.45 | 6.7146 | 0.35785 | 5.2411 | 4 | 2022-01-01 | Elec | Elec | 0.45 | 6.7146 | 0.35785 | 5.2411 | 4 | 2022-01-01 | Elec | Elec | 0.45 | 6.7146 | 0.35785 | 5.2411 | 4 | 2022-01-01 | Elec | Elec | 0.45 | 6.7146 | 0.35785 | 5.2411 | 4 | 2022-01-01 | Elec | Elec | 0.45 | 6.7146 | 0.35785 | 5.2411 | 4 | 2022-01-01 | Elec | Elec | 0.45 | 6.7146 | 0.35785 | 5.2411 | 4 | 2022-01-01 | Elec | Elec | 0.45 | 6.7146 | 0.35785 | 5.2411 | 4 | 2022-01-01 | Elec | Elec | 0.45 | 6.7146 | 0.35785 | 5.2411 | 4 | 2022-01-01 | Elec | Elec | 0.45 | 6.7146 | 0.35785 | 5.2411 | 4 | 2022-01-01 | Elec | Elec | 0.45 | 6.7146 | 0.35785 | 5.2411 | 4 | 2022-01-01 | Elec | Elec | 0.45 | 6.7146 | 0.35785 | 5.2411 | 4 | 2022-01-01 | Elec | Elec | 0.45 | 6.7146 | 0.35785 | 5.2411 | 4 | 2022-01-01 | Elec | Elec | 0.45 | 6.7146 | 0.35785 | 5.2411 | 4 | 2022-01-01 | Elec | Elec | 0.45 | 6.7146 | 0.35785 | 5.2411 | 4 | 2022-01-01 | Elec | Elec | 0.45 | 6.7146 | 0.35785 | 5.2411 | 4 | 2022-01-01 | Elec | Elec | 0.45 | 6.7146 | 0.35785 | 5.2411 | 4 | 2022-01-01 | Elec | Elec | 0.45 | 6.7146 | 0.35785 | 5.2411 | 4 | 2022-01-01 | Elec | Elec | 0.45 | 6.7146 | 0.35785 | 5.2411 | 4 | 2022-01-01 | Elec | Elec | 0.45 | 6.7146 | 0.35785 | 5.2411 | 4 | 2022-01-01 | Elec | Elec | 0.45 | 6.7146 | 0.35785 | 5.2411 | 4 | 2022-01-01 | Elec | Elec | 0.45 | 6.7146 | 0.35785 | 5.2411 | 4 | 2022-01-01 | Elec | Elec | 0.45 | 6.7146 | 0.35785 | 5.2411 | 4 | 2022-01-01 | Elec | Elec | 0.45 | 6.7146 | 0.35785 | 5.2411 | 4 | 2022-01-01 | Elec | Elec | 0.45 | 6.7146 | 0.35785 | 5.2411 | 4 | 2022-01-01 | Elec | Elec | 0.45 | 6.7146 | 0.35785 | 5.2411 | 4 | 2022-01-01 | Elec | Elec | 0.45 | 6.7146 | 0.35785 | 5.2411 | 4 | 2022-01-01 | Elec | Elec | 0.45 | 6.7146 | 0.35785 | 5.2411 | 4 | 2022-01-01 | Elec | Elec | 0.45 | 6.7146 | 0.35785 | 5.2411 | 4 | 2022-01-01 | Elec | Elec | 0.45 | 6.7146 | 0.35785 | 5.2411 | 4 | 2022-01-01 | Elec | Elec | 0.45 | 6.7146 | 0.35785 | 5.2411 | 4 | 2022-01-01 | Elec | Elec | 0.45 | 6.7146 | 0.35785 | 5.2411 | 4 | 2022-01-01 | Elec | Elec | 0.45 | 6.7146 | 0.35785 | 5.2411 | 4 | 2022-01-01 | Elec | Elec | 0.45 | 6.7146 | 0.35785 | 5.2411 | 4 | 2022-01-01 | Elec | Elec | 0.45 | 6.7146 | 0.35785 | 5.2411 | 4 | 2022-01-01 | Elec | Elec | 0.45 | 6.7146 | 0.35785 | 5.2411 | 4 | 2022-01-01 | Elec | Elec | 0.45 | 6.7146 | 0.35785 | 5.2411 | 4 | 2022-01-01 | Elec | Elec | 0.45 | 6.7146 | 0.35785 | 5.2411 | 4 | 2022-01-01 | Elec | Elec | 0.45 | 6.7146 | 0.35785 | 5.2411 | 4 | 2022-01-01 | Elec | Elec | 0.45 | 6.7146 | 0.35785 | 5.2411 | 4 | 2022-01-01 | Elec | Elec | 0.45 | 6.7146 | 0.35785 | 5.2411 | 4 | 2022-01-01 | Elec | Elec | 0.45 | 6.7146 | 0.35785 | 5.2411 | 4 | 2022-01-01 | Elec | Elec | 0.45 | 6.7146 | 0.35785 | 5.2411 | 4 | 2022-01-01 | Elec | Elec | 0.45 | 6.7146 | 0.35785 | 5.2411 | 4 | 2022-01-01 | Elec | Elec | 0.45 | 6.7146 | 0.35785 | 5.2411 | 4 | 2022-01-01 | Elec | Elec | 0.45 | 6.7146 | 0.35785 | 5.2411 | 4 | 2022-01-01 | Elec | Elec | 0.45 | 6.7146 | 0.35785 | 5.2411 | 4 | 2022-01-01 | Elec | Elec | 0.45 | 6.7146 | 0.35785 | 5.2411 | 4 | 2022-01-01 | Elec | Elec | 0.45 | 6.7146 | 0.35785 | 5.2411 | 4 | 2022-01-01 | Elec | Elec | 0.45 | 6.7146 | 0.35785 | 5.2411 | 4 | 2022-01-01 | Elec | Elec | 0.45 | 6.7146 | 0.35785 | 5.2411 | 4 | 2022-01-01 | Elec | Elec | 0.45 | 6.7146 | 0.35785 | 5.2411 | 4 | 2022-01-01 | Elec | Elec | 0.45 | 6.7146 | 0.35785 | 5.2411 | 4 | 2022-01-01 | Elec | Elec | 0.45 | 6.7146 | 0.35785 | 5.2411 | 4 | 2022-01-01 | Elec | Elec | 0.45 | 6.7146 | 0.35785 | 5.2411 | 4 | 2022-01-01 | Elec | Elec | 0.45 | 6.7146 | 0.35785 | 5.2411 | 4 | 2022-01-01 | Elec | Elec | 0.45 | 6.7146 | 0.35785 | 5.2411 | 4 | 2022-01-01 | Elec | Elec | 0.45 | 6.7146 | 0.35785 | 5.2411 | 4 | 2022-01-01 | Elec | Elec | 0.45 | 6.7146 | 0.35785 | 5.2411 | 4 | 2022-01-01 | Elec | Elec | 0.45 | 6.7146 | 0.35785 | 5.2411 | 4 | 2022-01-01 | Elec | Elec | 0.45 | 6.7146 | 0.35785 | 5.2411 | 4 | 2022-01-01 | Elec | Elec | 0.45 | 6.7146 | 0.35785 | 5.2411 | 4 | 2022-01-01 | Elec | Elec | 0.45 | 6.7146 | 0.35785 | 5.2411 | 4 | 2022-01-01 | Elec | Elec | 0.45 | 6.7146 | 0.35785 | 5.2411 | 4 | 2022-01-01 | Elec | Elec | 0.45 | 6.7146 | 0.35785 | 5.2411 | 4 | 2022-01-01 | Elec | Elec | 0.45 | 6.7146 | 0.35785 | 5.2411 | 4 | 2022-01-01 | Elec | Elec | 0.45 | 6.7146 | 0.35785 | 5.2411 | 4 | 2022-01-01 | Elec | Elec | 0.45 | 6.7146 | 0.35785 | 5.2411 | 4 | 2022-01-01 | Elec | Elec | 0.45 | 6.7146 | 0.35785 | 5.2411 | 4 | 2022-01-01 | Elec | Elec | 0.45 | 6.7146 | 0.35785 | 5.2411 | 4 | 2022-01-01 | Elec | Elec | 0.45 | 6.7146 | 0.35785 | 5.2411 | 4 | 2022-01-01 | Elec | Elec | 0.45 | 6.7146 | 0.35785 | 5.2411 | 4 | 2022-01-01 | Elec | Elec | 0.45 | 6.7146 | 0.35785 | 5.2411 | 4 | 2022-01-01 | Elec | Elec | 0.45 | 6.7146 | 0.35785 | 5.2411 | 4 | 2022-01-01 | Elec | Elec | 0.45 | 6.7146 | 0.35785 | 5.2411 | 4 | 2022-01-01 | Elec | Elec | 0.45 | 6.7146 | 0.35785 | 5.2411 | 4 | 2022-01-01 | Elec | Elec | 0.45 | 6.7146 | 0.35785 | 5.2411 | 4 | 2022-01-01 | Elec | Elec | 0.45 | 6.7146 | 0.35785 | 5.2411 | 4 | 2022-01-01 | Elec | Elec | 0.45 | 6.7146 | 0.35785 | 5.2411 | 4 | 2022-01-01 | Elec | Elec | 0.45 | 6.7146 | 0.35785 | 5.2411 | 4 | 2022-01-01 | Elec | Elec | 0.45 | 6.7146 | 0.35785 | 5.2411 | 4 | 2022-01-01 | Elec | Elec | 0.45 | 6.7146 | 0.35785 | 5.2411 | 4 | 2022-01-01 | Elec | Elec | 0.45 | 6.7146 | 0.35785 | 5.2411 | 4 | 2022-01-01 | Elec | Elec | 0.45 | 6.7146 | 0.35785 | 5.2411 | 4 | 2022-01-01 | Elec | Elec | 0.45 | 6.7146 | 0.35785 | 5.2411 | 4 | 2022-01-01 | Elec | Elec | 0.45 | 6.7146 | 0.35785 | 5.2411 | 4 | 2022-01-01 | Elec | Elec | 0.45 | 6.7146 | 0.35785 | 5.2411 | 4 | 2022-01-01 | Elec | Elec | 0.45 | 6.7146 | 0.35785 | 5.2411 | 4 | 2022-01-01 | Elec | Elec | 0.45 | 6.7146 | 0.35785 | 5.2411 | 4 | 2022-01-01 | Elec | Elec | 0.45 | 6.7146 | 0.35785 | 5.2411 | 4 | 2022-01-01 | Elec | Elec | 0.45 | 6.7146 | 0.35785 | 5.2411 | 4 | 2022-01-01 | Elec | Elec | 0.45 | 6.7146 | 0.35785 | 5.2411 | 4 | 2022-01-01 | Elec | Elec | 0.45 | 6.7146 | 0.35785 | 5.2411 | 4 | 2022-01-01 | Elec | Elec | 0.45 | 6.7146 | 0.35785 | 5.2411 | 4 | 2022-01-01 | Elec | Elec | 0.45 | 6.7146 | 0.35785 | 5.2411 | 4 | 2022-01-01 | Elec | Elec | 0.45 | 6.7146 | 0.35785 | 5.2411 | 4 | 2022-01-01 | Elec | Elec | 0.45 | 6.7146 | 0.35785 | 5.2411 | 4 | 2022-01-01 | Elec | Elec | 0.45 | 6.7146 | 0.35785 | 5.2411 | 4 | 2022-01-01 | Elec | Elec | 0.45 | 6.7146 | 0.35785 | 5.2411 | 4 | 2022-01-01 | Elec | Elec | 0.45 | 6.7146 | 0.35785 | 5.2411 | 4 | 2022-01-01 | Elec | Elec | 0.45 | 6.7146 | 0.35785 | 5.2411 | 4 | 2022-01-01 | Elec | Elec | 0.45 | 6.7146 | 0.35785 | 5.2411 | 4 | 2022-01-01 | Elec | Elec | 0.45 | 6.7146 | 0.35785 | 5.2411 | 4 | 2022-01-01 | Elec | Elec | 0.45 | 6.7146 | 0.35785 | 5.2411 | 4 | 2022-01-01 | Elec | Elec | 0.45 | 6.7146 | 0.35785 | 5.2411 | 4 | 2022-01-01 | Elec | Elec | 0.45 | 6.7146 | 0.35785 | 5.2411 | 4 | 2022-01-01 | Elec | Elec | 0.45 | 6.7146 | 0.35785 | 5.2411 | 4 | 2022-01-01 | Elec | Elec | 0.45 | 6.7146 | 0.35785 | 5.2411 | 4 | 2022-01-01 | Elec | Elec | 0.45 | 6.7146 | 0.35785 | 5.2411 | 4 | 2022-01-01 | Elec | Elec | 0.45 | 6.7146 | 0.35785 | 5.2411 | 4 | 2022-01-01 | Elec | Elec | 0.45 | 6.7146 | 0.35785 | 5.2411 | 4 | 2022-01-01 | Elec | Elec | 0.45 | 6.7146 | 0.35785 | 5.2411 | 4 | 2022-01-01 | Elec | Elec | 0.45 | 6.7146 | 0.35785 | 5.2411 | 4 | 2022-01-01 | Elec | Elec | 0.45 | 6.7146 | 0.35785 | 5.2411 | 4 | 2022-01-01 | Elec | Elec | 0.45 | 6.7146 | 0.35785 | 5.2411 | 4 | 2022-01-01 | Elec | Elec | 0.45 | 6.7146 | 0.35785 | 5.2411 | 4 | 2022-01-01 | Elec | Elec | 0.45 | 6.7146 | 0.35785 | 5.2411 | 4 | 2022-01-01 | Elec | Elec | 0.45 | 6.7146 | 0.35785 | 5.2411 | 4 | 2022-01-01 | Elec | Elec | 0.45 | 6.7146 | 0.35785 | 5.2411 | 4 | 2022-01-01 | Elec | Elec | 0.45 | 6.7146 | 0.35785 | 5.2411 | 4 | 2022-01-01 | Elec | Elec | 0.45 | 6.7146 | 0.35785 | 5.2411 | 4 | 2022-01-01 | Elec | Elec | 0.45 | 6.7146 | 0.35785 | 5.2411 | 4 | 2022-01-01 | Elec | Elec | 0.45 | 6.7146 | 0.35785 | 5.2411 | 4 | 2022-01-01 | Elec | Elec | 0.45 | 6.7146 | 0.35785 | 5.2411 | 4 | 2022-01-01 | Elec | Elec | 0.45 | 6.7146 | 0.35785 | 5.2411 | 4 | 2022-01-01 | Elec | Elec | 0.45 | 6.7146 | 0.35785 | 5.2411 | 4 | 2022-01-01 | Elec | Elec | 0.45 | 6.7146 | 0.35785 | 5.2411 | 4 | 2022-01-01 | Elec | Elec | 0.45 | 6.7146 | 0.35785 | 5.2411 | 4 | 2022-01-01 | Elec | Elec | 0.45 | 6.7146 | 0.35785 | 5.2411 | 4 | 2022-01-01 | Elec | Elec | 0.45 | 6.7146 | 0.35785 | 5.2411 | 4 | 2022-01-01 | Elec | Elec | 0.45 | 6.7146 | 0.35785 | 5.2411 | 4 | 2022-01-01 | Elec | Elec | 0.45 | 6.7146 | 0.35785 | 5.2411 | 4 | 2022-01-01 | Elec | Elec | 0.45 | 6.7146 | 0.35785 | 5.2411 | 4 | 2022-01-01 | Elec | Elec | 0.45 | 6.7146 | 0.35785 | 5.2411 | 4 | 2022-01-01 | Elec | Elec | 0.45 | 6.7146 | 0.35785 | 5.2411 | 4 | 2022-01-01 | Elec | Elec | 0.45 | 6.7146 | 0.35785 | 5.2411 | 4 | 2022-01-01 | Elec | Elec | 0.45 | 6.7146 | 0.35785 | 5.2411 | 4 | 2022-01-01 | Elec | Elec | 0.45 | 6.7146 | 0.35785 | 5.2411 | 4 | 2022-01-01 | Elec | Elec | 0.45 | 6.7146 | 0.35785 | 5.2411 | 4 | 2022-01-01 | Elec | Elec | 0.45 | 6.7146 | 0.35785 | 5.2411 | 4 | 2022-01-01 | Elec | Elec | 0.45 | 6.7146 | 0.35785 | 5.2411 | 4 | 2022-01-01 | Elec | Elec | 0.45 | 6.7146 | 0.35785 | 5.2411 | 4 | 2022-01-01 | Elec | Elec | 0.45 | 6.7146 | 0.35785 | 5.2411 | 4 | 2022-01-01 | Elec | Elec | 0.45 | 6.7146 | 0.35785 | 5.2411 | 4 | 2022-01-01 | Elec | Elec | 0.45 | 6.7146 | 0.35785 | 5.2411 | 4 | 2022-01-01 | Elec | Elec | 0.45 | 6.7146 | 0.35785 | 5.2411 | 4 | 2022-01-01 | Elec | Elec | 0.45 | 6.7146 | 0.35785 | 5.2411 | 4 | 2022-01-01 | Elec | Elec | 0.45 | 6.7146 | 0.35785 | 5.2411 | 4 | 2022-01-01 | Elec | Elec | 0.45 | 6.7146 | 0.35785 | 5.2411 | 4 | 2022-01-01 | Elec | Elec | 0.45 | 6.7146 | 0.35785 | 5.2411 | 4 | 2022-01-01 | Elec | Elec | 0.45 | 6.7146 | 0.35785 | 5.2411 | 4 | 2022-01-01 | Elec | Elec | 0.45 | 6.7146 | 0.35785 | 5.2411 | 4 | 2022-01-01 | Elec | Elec | 0.45 | 6.7146 | 0.35785 | 5.2411 | 4 | 2022-01-01 | Elec | Elec | 0.45 | 6.7146 | 0.35785 | 5.2411 | 4 | 2022-01-01 | Elec | Elec | 0.45 | 6.7146 | 0.35785 | 5.2411 | 4 | 2022-01-01 | Elec | Elec | 0.45 | 6.7146 | 0.35785 | 5.2411 | 4 | 2022-01-01 | Elec | Elec | 0.45 | 6.7146 | 0.35785 | 5.2411 | 4 | 2022-01-01 | Elec | Elec | 0.45 | 6.7146 | 0.35785 | 5.2411 | 4 | 2022-01-01 | Elec | Elec | 0.45 | 6.7146 | 0.35785 | 5.2411 | 4 | 2022-01-01 | Elec | Elec | 0.45 | 6.7146 | 0.35785 | 5.2411 | 4 | 2022-01-01 | Elec | Elec | 0.45 | 6.7146 | 0.35785 | 5.2411 | 4 | 2022-01-01 | Elec | Elec | 0.45 | 6.7146 | 0.35785 | 5.2411 | 4 | 2022-01-01 | Elec | Elec | 0.45 | 6.7146 | 0.35785 | 5.2411 | 4 | 2022-01-01 | Elec | Elec | 0.45 | 6.7146 | 0.35785 | 5.2411 | 4 | 2022-01-01 | Elec | Elec | 0.45 | 6.7146 | 0.35785 | 5.2411 | 4 | 2022-01-01 | Elec | Elec | 0.45 | 6.7146 | 0.35785 | 5.2411 | 4 | 2022-01-01 | Elec | Elec | 0.45 | 6.7146 | 0.35785 | 5.2411 | 4 | 2022-01-01 | Elec | Elec | 0.45 | 6.7146 | 0.35785 | 5.2411 | 4 | 2022-01-01 | Elec | Elec | 0.45 | 6.7146 | 0.35785 | 5.2411 | 4 | 2022-01-01 | Elec | Elec | 0.45 | 6.7146 | 0.35785 | 5.2411 | 4 | 2022-01-01 | Elec | Elec | 0.45 | 6.7146 | 0.35785 | 5.2411 | 4 | 2022-01-01 | Elec | Elec | 0.45 | 6.7146 | 0.35785 | 5.2411 | 4 | 2022-01-01 | Elec | Elec | 0.45 | 6.7146 | 0.35785 | 5.2411 | 4 | 2022-01-01 | Elec | Elec | 0.45 | 6.7146 | 0.35785 | 5.2411 | 4 | 2022-01-01 | Elec | Elec | 0.45 | 6.7146 | 0.35785 | 5.2411 | 4 | 2022-01-01 | Elec | Elec | 0.45 | 6.7146 | 0.35785 | 5.2411 | 4 | 2022-01-01 | Elec | Elec | 0.45 | 6.7146 | 0.35785 | 5.2411 | 4 | 2022-01-01 | Elec | Elec | 0.45 | 6.7146 | 0.35785 | 5.2411 | 4 | 2022-01-01 | Elec | Elec | 0.45 | 6.7146 | 0.35785 | 5.2411 | 4 | 2022-01-01 | Elec | Elec | 0.45 | 6.7146 | 0.35785 | 5.2411 | 4 | 2022-01-01 | Elec | Elec | 0.45 | 6.7146 | 0.35785 | 5.2411 | 4 | 2022-01-01 | Elec | Elec | 0.45 | 6.7146 | 0.35785 | 5.2411 | 4 | 2022-01-01 | Elec | Elec | 0.45 | 6.7146 | 0.35785 | 5.2411 | 4 | 2022-01-01 | Elec | Elec | 0.45 | 6.7146 | 0.35785 | 5.2411 | 4 | 2022-01-01 | Elec | Elec | 0.45 | 6.7146 | 0.35785 | 5.2411 | 4 | 2022-01-01 | Elec | Elec | 0.45 | 6.7146 | 0.35785 | 5.2411 | 4 | 2022-01-01 | Elec | Elec | 0.45 | 6.7146 | 0.35785 | 5.2411 | 4 | 2022-01-01 | Elec | Elec | 0.45 | 6.7146 | 0.35785 | 5.2411 | 4 | 2022-01-01 | Elec | Elec | 0.45 | 6.7146 | 0.35785 | 5.2411 | 4 | 2022-01-01 | Elec | Elec | 0.45 | 6.7146 | 0.35785 | 5.2411 | 4 | 2022-01-01 | Elec | Elec | 0.45 | 6.7146 | 0.35785 | 5.2411 | 4 | 2022-01-01 | Elec | Elec | 0.45 | 6.7146 | 0.35785 | 5.2411 | 4 | 2022-01-01 | Elec | Elec | 0.45 | 6.7146 | 0.35785 | 5.2411 | 4 | 2022-01-01 | Elec | Elec | 0.45 | 6.7146 | 0.35785 | 5.2411 | 4 | 2022-01-01 | Elec | Elec | 0.45 | 6.7146 | 0.35785 | 5.2411 | 4 | 2022-01-01 | Elec | Elec | 0.45 | 6.7146 | 0.35785 | 5.2411 | 4 | 2022-01-01 | Elec | Elec | 0.45 | 6.7146 | 0.35785 | 5.2411 | 4 | 2022-01-01 | Elec | Elec | 0.45 | 6.7146 | 0.35785 | 5.2411 | 4 | 2022-01-01 | Elec | Elec | 0.45 | 6.7146 | 0.35785 | 5.2411 | 4 | 2022-01-01 | Elec | Elec | 0.45 | 6.7146 | 0.35785 | 5.2411 | 4 | 2022-01-01 | Elec | Elec | 0.45 | 6.7146 | 0.35785 | 5.2411 | 4 | 2022-01-01 | Elec | Elec | 0.45 | 6.7146 | 0.35785 | 5.2411 | 4 | 2022-01-01 | Elec | Elec | 0.45 | 6.7146 | 0.35785 | 5.2411 | 4 | 2022-01-01 | Elec | Elec | 0.45 | 6.7146 | 0.35785 | 5.2411 | 4 | 2022-01-01 | Elec | Elec | 0.45 | 6.7146 | 0.35785 | 5.2411 | 4 | 2022-01-01 | Elec | Elec | 0.45 | 6.7146 | 0.35785 | 5.2411 | 4 | 2022-01-01 | Elec | Elec | 0.45 | 6.7146 | 0.35785 | 5.2411 | 4 | 2022-01-01 | Elec | Elec | 0.45 | 6.7146 | 0.35785 | 5.2411 | 4 | 2022-01-01 | Elec | Elec | 0.45 | 6.7146 | 0.35785 | 5.2411 | 4 | 2022-01-01 | Elec | Elec | 0.45 | 6.7146 | 0.35785 | 5.2411 | 4 | 2022-01-01 | Elec | Elec | 0.45 | 6.7146 | 0.35785 | 5.2411 | 4 | 2022-01-01 | Elec | Elec | 0.45 | 6.7146 | 0.35785 | 5.2411 | 4 | 2022-01-01 | Elec | Elec | 0.45 | 6.7146 | 0.35785 | 5.2411 | 4 | 2022-01-01 | Elec | Elec | 0.45 | 6.7146 | 0.35785 | 5.2411 | 4 | 2022-01-01 | Elec | Elec | 0.45 | 6.7146 | 0.35785 | 5.2411 | 4 | 2022-01-01 | Elec | Elec | 0.45 | 6.7146 | 0.35785 | 5.2411 | 4 | 2022-01-01 | Elec | Elec | 0.45 | 6.7146 | 0.35785 | 5.2411 | 4 | 2022-01-01 | Elec | Elec | 0.45 | 6.7146 | 0.35785 | 5.2411 | 4 | 2022-01-01 | Elec | Elec | 0.45 | 6.7146 | 0.35785 | 5.2411 | 4 | 2022-01-01 | Elec | Elec | 0.45 | 6.7146 | 0.35785 | 5.2411 | 4 | 2022-01-01 | Elec | Elec | 0.45 | 6.7146 | 0.35785 | 5.2411 | 4 | 2022-01-01 | Elec | Elec | 0.45 | 6.7146 | 0.35785 | 5.2411 | 4 | 2022-01-01 | Elec | Elec | 0.45 | 6.7146 | 0.35785 | 5.2411 | 4 | 2022-01-01 | Elec | Elec | 0.45 | 6.7146 | 0.35785 | 5.2411 | 4 | 2022-01-01 | Elec | Elec | 0.45 | 6.7146 | 0.35785 | 5.2411
Building Id | End use category | End use fuel type | In.Vintage | In.Vintage Acs | Bedrooms | In.Geometry Attic Type | In.Geometry Building Type Acs | In.Geometry Building Type Height | In.Geometry Building Type Recs | In.Geometry Floor Area | In.Geometry Floor Area Bin | In.Geometry Foundation Type | In.Geometry Stories | In.Geometry Wall Exterior Finish | In.Geometry Wall Type | In.Geometry Wall Type And Exterior Finish | In.Heating Fuel | In.Hvac Cooling Efficiency | In.Hvac Cooling Type | In.Hvac Has Ducts | In.Hvac Has Shared System | In.Hvac Has Zonal Electric Heating | In.Hvac Heating Efficiency | In.Hvac Heating Type | In.Hvac Heating Type And Fuel | In.Infiltration | In.Insulation Ceiling | In.Insulation Floor | In.Insulation Foundation Wall | In.Insulation Roof | In.Insulation Slab | In.Insulation Wall | In.Lighting | In.Misc Extra Refrigerator | In.Misc Freezer | In.Misc Gas Fireplace | In.Misc Gas Grill | In.Misc Gas Lighting | In.Misc Hot Tub Spa | In.Misc Pool | In.Misc Pool Heater | In.Misc Pool Pump | In.Misc Well Pump | In.Occupants | In.Resstock County Id | In.State | In.Vacancy Status | In.Water Heater Efficiency | In.Water Heater Fuel | In.Water Heater In Unit | In.Windows | Tenure type | Number of units | Out.Floor Area Conditioned Ft 2 | Site energy (TBtu/yr) | Clothes Dryer (group) | Cooking Range (group) | In.Bathroom Spot Vent Hour | In.Cec Climate Zone | In.Ceiling Fan | In.Census Division | In.Census Region | In.Climate Zone Ba | In.Climate Zone Iecc | In.Clothes Dryer | In.Clothes Washer | In.Clothes Washer Presence | In.Cooking Range | In.Cooling Setpoint | In.Cooling Setpoint Has Offset | In.Cooling Setpoint Offset Magnitude | In.Cooling Setpoint Offset Period | In.Corridor | In.Dehumidifier | In.Dishwasher | In.Door Area | In.Doors | In.Ducts | In.Eaves | In.Electric Vehicle | In.Geometry Building Horizontal Location Mf | In.Geometry Building Horizontal Location Sfa | In.Geometry Building Level Mf | In.Geometry Building Number Units Mf | In.Geometry Building Number Units Sfa | In.Geometry Building Type Recs (group) | In.Geometry Garage | In.Geometry Stories Low Rise | In.Heating Setpoint | In.Heating Setpoint Has Offset | In.Heating Setpoint Offset Magnitude | In.Heating Setpoint Offset Period | In.Holiday Lighting | In.Hot Water Distribution | In.Hot Water Fixtures | In.Hvac Heating System Type | In.Hvac Secondary Heating Efficiency | In.Hvac Secondary Heating Type And Fuel | In.Hvac Shared Efficiencies | In.Hvac System Is Faulted | In.Hvac System Single Speed Ac Airflow | In.Hvac System Single Speed Ac Charge | In.Hvac System Single Speed Ashp Airflow | In.Hvac System Single Speed Ashp Charge | In.Interior Shading | In.Iso Rto Region | In.Lighting Interior Use | In.Lighting Other Use | In.Location City | In.Location Latitude | In.Location Longitude | In.Location Region | In.Mechanical Ventilation | In.Natural Ventilation | In.Neighbors | In.Orientation | In.Overhangs | In.Plug Load Diversity | In.Plug Loads | In.Pv | In.Radiant Barrier | In.Range Spot Vent Hour | In.Reeds Balancing Area | In.Refrigerator | In.Resstock Puma Id | In.Roof Material | In.Schedules | In.Solar Hot Water | In.Units Represented | In.Usage Level | In.Window Areas | Out.Door Area Ft 2 | Out.Duct Unconditioned Surface Area Ft 2 | Out.Floor Area Attic Ft 2 | Out.Floor Area Lighting Ft 2 | Out.Hours Cooling Setpoint Not Met | Out.Hours Heating Setpoint Not Met | Out.Hvac Cooling Capacity W | Out.Hvac Heating Capacity W | Out.Hvac Heating Supp Capacity W | Out.Roof Area Ft 2 | Out.Size Cooling System Kbtu H |  | Out.Size Water Heater Gal | Out.Size Water Heater Gal (group) | Out.Wall Area Above Grade Conditioned Ft 2 | Out.Wall Area Above Grade Exterior Ft 2 | Out.Wall Area Below Grade Ft 2 | Out.Window Area Ft 2
2068 | heating | electric | 1960s | 1960-79 | 3 | Vented Attic | Single-Family Detached | Single-Family Detached | Single-Family Detached | 1500-1999 | 1500-2499 | Vented Crawlspace | 3 | Brick, Medium/Dark | Wood Frame | Wood Frame, Brick, Medium/Dark | Electricity | None | No AC | No ducts | In-unit HVAC | No | Electric Boiler, 100% AFUE | Non-Ducted Heating | Electricity Electric Boiler | 25 ACH50 | R-30 | Uninsulated | Uninsulated | Unfinished, Uninsulated | None | Wood Stud, Uninsulated | 100% CFL | None | EF 12, National Average | None | None | None | None | None | None | None | None | 2 | CO, Denver County | CO | Occupied | Electric Standard | Electricity | WH in unit | Double, Clear, Non-metal, Air | owner_occupied | 208.1423 | 1690 | 0.019209 | Electric | Electric | Hour5 | None | None | Mountain | West | Cold | 5B | Electric, 120% Usage | EnergyStar, 120% Usage | Yes | Electric, 120% Usage | 80F | Yes | 2F | Day Setup and Night Setback +2h | Not Applicable | None | 290 Rated kWh, 120% Usage | 20 ft^2 | Fiberglass | None | 2 ft | None | None | None | None | None | None | Single-Family Detached & Mobile Home | 1 Car | 3 | 68F | Yes | 12F | Night | No Exterior Use | Uninsulated, TrunkBranch, Copper | 200% Usage | Electric Boiler | None | None | None | No | None | None | None | None | Summer = 0.7, Winter = 0.85 | None | 100% Usage | 100% Usage | Aurora Buckley Field Angb | 39.72 | -104.75 | CR05 | None | Year-Round, 3 days/wk | Left/Right at 15ft | Northeast | None | 2 | 0.91 | None | No | Hour18 | 33 | EF 17.6, 100% Usage | CO, 00815 | Composition Shingles | Stochastic | None | 1 | High | F6 B6 L6 R6 | 20 | 0 | 659.33 | 1978 | 1336.17 | 36.33 | 0 | 24624.9525 | 0 | 737.16 | 0 | 84.02 | 50 | 40-50 | 2658.09 | 2939.66 | 283.01 | 147.97
2876 | heating | electric | 1980s | 1980-99 | 2 | None | 5 to 9 Unit | Multifamily with 5+ units, 1-3 stories | Multi-Family with 5+ Units | 1500-1999 | 1500-2499 | Unvented Crawlspace | 3 | Wood, Medium/Dark | Wood Frame | Wood Frame, Wood, Medium/Dark | Natural Gas | AC, SEER 13 | Central AC | Has ducts | In-unit HVAC | No | Fuel Furnace, 92.5% AFUE | Ducted Heating | Natural Gas Fuel Furnace | 25 ACH50 | None | Uninsulated | Uninsulated | Finished, R-38 | None | Wood Stud, R-11 | 100% LED | None | None | None | None | None | None | None | None | None | None | 1 | CO, Denver County | CO | Occupied | Natural Gas Standard | Natural Gas | WH in unit | Single, Clear, Metal | owner_occupied | 92.3949 | 1623 | 0.00016524 | None | Electric | Hour21 | None | Standard Efficiency | Mountain | West | Cold | 5B | None | None | None | Electric, 120% Usage | 72F | No | 0F | None | Double-Loaded Interior | None | None | 20 ft^2 | Fiberglass | 10% Leakage, Uninsulated | 2 ft | None | Left | None | Top | 6 | None | Multi-Family & Single-Family Attached | None | 3 | 65F | No | 0F | None | No Exterior Use | Uninsulated, TrunkBranch, Copper | 200% Usage | Fuel Furnace | None | None | None | No | None | None | None | None | Summer = 0.7, Winter = 0.85 | None | 100% Usage | 100% Usage | Aurora Buckley Field Angb | 39.72 | -104.75 | CR05 | None | Year-Round, 3 days/wk | 27 | Southwest | None | 2 | 1.05 | None | None | Hour14 | 33 | EF 17.6, 100% Usage | CO, 00815 | Asphalt Shingles, Medium | Stochastic | None | 1 | High | F9 B9 L9 R9 | 20 | 0 | 0 | 1623 | 113 | 0 | 3915.4846 | 11586.128 | 0 | 1623 | 13.36 | 39.53 | 30 | 20-30 | 912.84 | 912.84 | 0 | 82.16
7447 | heating | electric | 2000s | 2000-09 | 4 | Vented Attic | Single-Family Detached | Single-Family Detached | Single-Family Detached | 2500-2999 | 2500-3999 | Ambient | 2 | Vinyl, Light | Wood Frame | Wood Frame, Vinyl, Light | Natural Gas | AC, SEER 15 | Central AC | Has ducts | In-unit HVAC | No | Fuel Furnace, 80% AFUE | Ducted Heating | Natural Gas Fuel Furnace | 4 ACH50 | R-49 | Ceiling R-30 | Uninsulated | Unfinished, Uninsulated | None | Wood Stud, R-19 | 100% Incandescent | None | EF 12, National Average | Gas Fireplace | None | None | None | None | None | None | None | 2 | CO, Denver County | CO | Vacant | Natural Gas Standard | Natural Gas | WH in unit | Double, Low-E, Non-metal, Air, M-Gain | owner_occupied | 195.133 | 2663 | 0.00022596 | Electric | Electric | Hour5 | None | Standard Efficiency, No usage | Mountain | West | Cold | 5B | Electric, 100% Usage | EnergyStar, 100% Usage | Yes | Electric, 100% Usage | 78F | Yes | 9F | Night Setup +2h | Not Applicable | None | 290 Rated kWh, 100% Usage | 20 ft^2 | Fiberglass | 30% Leakage, R-8 | 2 ft | None | None | None | None | None | None | Single-Family Detached & Mobile Home | None | 2 | 55F | Yes | 6F | Night -3h | No Exterior Use | Uninsulated, HomeRun, PEX | 100% Usage | Fuel Furnace | None | None | None | No | None | None | None | None | Summer = 0.7, Winter = 0.85 | None | 100% Usage | 100% Usage | Aurora Buckley Field Angb | 39.72 | -104.75 | CR05 | None | Year-Round, 3 days/wk | Left/Right at 15ft | West | None | 1 | 0.91 | None | No | Hour16 | 33 | EF 15.9, 100% Usage | CO, 00812 | Composition Shingles | Stochastic | None | 1 | Medium | F6 B6 L6 R6 | 20 | 738.98 | 1331.5 | 2663 | 5.67 | 59.5 | 4069.9485 | 11698.1663 | 0 | 1488.66 | 13.89 | 39.92 | 40 | 40-50 | 2436.93 | 3231.09 | 0 | 146.22
14231 | heating | electric | 1940s | 1940-59 | 3 | Vented Attic | Single-Family Detached | Single-Family Detached | Single-Family Detached | 1000-1499 | 0-1499 | Unheated Basement | 1 | Wood, Medium/Dark | Wood Frame | Wood Frame, Wood, Medium/Dark | Electricity | None | No AC | No ducts | In-unit HVAC | Yes | Electric Baseboard, 100% Efficiency | Non-Ducted Heating | Electricity Baseboard | 20 ACH50 | R-19 | Uninsulated | Uninsulated | Unfinished, Uninsulated | None | Wood Stud, Uninsulated | 100% LED | None | EF 12, National Average | None | None | None | None | None | None | None | Typical Efficiency | 1 | CO, Denver County | CO | Occupied | Natural Gas Standard | Natural Gas | WH in unit | Double, Clear, Non-metal, Air | owner_occupied | 200.1439 | 1220 | 0.0048557 | Electric | Electric | Hour12 | None | Standard Efficiency | Mountain | West | Cold | 5B | Electric, 80% Usage | EnergyStar, 80% Usage | Yes | Electric, 80% Usage | 76F | No | 0F | None | Not Applicable | None | 290 Rated kWh, 80% Usage | 20 ft^2 | Fiberglass | None | 2 ft | None | None | None | None | None | None | Single-Family Detached & Mobile Home | None | 1 | 62F | Yes | 12F | Day and Night +2h | No Exterior Use | Uninsulated, TrunkBranch, Copper | 50% Usage | Electric Baseboard & Wall Furnace | None | None | None | No | None | None | None | None | Summer = 0.7, Winter = 0.85 | None | 100% Usage | 100% Usage | Aurora Buckley Field Angb | 39.72 | -104.75 | CR05 | None | Year-Round, 3 days/wk | Left/Right at 15ft | North | None | 0.5 | 0.91 | None | No | Hour7 | 33 | EF 17.6, 100% Usage | CO, 00814 | Composition Shingles | Stochastic | None | 1 | Low | F9 B9 L9 R9 | 20 | 0 | 1220 | 1220 | 2058 | 50.67 | 0 | 12563.0737 | 0 | 1364 | 0 | 42.87 | 40 | 40-50 | 1166.33 | 1335.78 | 1166.33 | 104.97
30719 | heating | electric | <1940 | <1940 | 3 | Vented Attic | Single-Family Detached | Single-Family Detached | Single-Family Detached | 1500-1999 | 1500-2499 | Unheated Basement | 1 | Stucco, Light | Wood Frame | Wood Frame, Stucco, Light | Natural Gas | None | No AC | Has ducts | In-unit HVAC | No | Fuel Furnace, 80% AFUE | Ducted Heating | Natural Gas Fuel Furnace | 10 ACH50 | R-49 | Uninsulated | Uninsulated | Unfinished, Uninsulated | None | Wood Stud, Uninsulated | 100% Incandescent | None | EF 12, National Average | None | None | None | None | None | None | None | Typical Efficiency | 2 | CO, Denver County | CO | Occupied | Natural Gas Standard | Natural Gas | WH in unit | Double, Clear, Metal, Air | owner_occupied | 200.1439 | 1690 | 0.00031544 | Electric | Electric | Hour2 | None | None | Mountain | West | Cold | 5B | Electric, 120% Usage | Standard, 120% Usage | Yes | Electric, 120% Usage | 70F | Yes | 5F | Night Setup -4h | Not Applicable | None | None | 20 ft^2 | Fiberglass | 10% Leakage, Uninsulated | 2 ft | None | None | None | None | None | None | Single-Family Detached & Mobile Home | None | 1 | 68F | Yes | 12F | Night +5h | No Exterior Use | Uninsulated, TrunkBranch, Copper | 200% Usage | Fuel Furnace | None | None | None | No | None | None | None | None | Summer = 0.7, Winter = 0.85 | None | 100% Usage | 100% Usage | Aurora Buckley Field Angb | 39.72 | -104.75 | CR05 | None | Year-Round, 3 days/wk | Left/Right at 15ft | North | None | 2 | 0.91 | None | No | Hour19 | 33 | EF 15.9, 100% Usage | CO, 00814 | Composition Shingles | Stochastic | None | 1 | High | F15 B15 L15 R15 | 20 | 540.8 | 1690 | 1690 | 3622.5 | 14.17 | 0 | 19521.1489 | 0 | 1889.48 | 0 | 66.61 | 40 | 40-50 | 1372.73 | 1607.45 | 1372.73 | 205.91
116279 | heating | electric | 1970s | 1960-79 | 1 | None | 3 or 4 Unit | Multifamily with 2-4 Units | Multi-Family with 2 - 4 Units | 750-999 | 0-1499 | Slab | 3 | Brick, Medium/Dark | Wood Frame | Wood Frame, Brick, Medium/Dark | Natural Gas | None | No AC | No ducts | Heating Shared | No | Shared Heating | Non-Ducted Heating | Natural Gas Shared Heating | 8 ACH50 | None | None | None | Finished, R-30 | Uninsulated | Wood Stud, R-7 | 100% LED | None | None | None | None | None | None | None | None | None | None | 1 | CO, Denver County | CO | Vacant | Natural Gas Standard | Natural Gas | Shared DHW | Single, Clear, Metal | owner_occupied | 82.446 | 853 | 8.75e-07 | Electric | Electric | Hour6 | None | Standard Efficiency, No usage | Mountain | West | Cold | 5B | Electric, 100% Usage | EnergyStar, 100% Usage | Yes | Electric, 100% Usage | 68F | No | 0F | None | Double-Loaded Interior | None | 318 Rated kWh, 100% Usage | 20 ft^2 | Fiberglass | None | 2 ft | None | Not Applicable | None | Bottom | 3 | None | Multi-Family & Single-Family Attached | None | 3 | 55F | No | 0F | None | No Exterior Use | Uninsulated, TrunkBranch, Copper | 100% Usage | Shared Heating | None | None | Boiler Baseboards Heating Only, Natural Gas | No | None | None | None | None | Summer = 0.7, Winter = 0.85 | None | 100% Usage | 100% Usage | Aurora Buckley Field Angb | 39.72 | -104.75 | CR05 | None | Year-Round, 3 days/wk | 12 | South | None | 1 | 0.96 | None | None | Hour18 | 33 | EF 10.5, 100% Usage | CO, 00815 | Wood Shingles | Stochastic | None | 1 | Medium | F30 B30 L30 R30 | 20 | 0 | 0 | 853 | 3005.83 | 0 | 0 | 0 | 0 | 0 | 0 | 0 | 30 | 20-30 | 975.25 | 975.25 | 0 | 292.58
202101 |  | electric
395397 | heating | electric | 1990s | 1980-99 | 2 | Vented Attic | Mobile Home | Mobile Home | Mobile Home | 1000-1499 | 0-1499 | Ambient | 1 | Vinyl, Light | Wood Frame | Wood Frame, Vinyl, Light | Natural Gas | AC, SEER 13 | Central AC | Has ducts | In-unit HVAC | No | Fuel Wall/Floor Furnace, 60% AFUE | Non-Ducted Heating | Natural Gas Fuel Wall/Floor Furnace | 15 ACH50 | R-30 | Uninsulated | Uninsulated | Unfinished, Uninsulated | None | Wood Stud, R-11 | 100% CFL | None | EF 12, National Average | None | None | None | None | None | None | None | Typical Efficiency | 1 | CO, Denver County | CO | Occupied | Natural Gas Standard | Natural Gas | WH in unit | Double, Clear, Non-metal, Air | owner_occupied | 242.131 | 1220 | 0 | Gas | Electric | Hour4 | None | Standard Efficiency | Mountain | West | Cold | 5B | Gas, 100% Usage | EnergyStar, 100% Usage | Yes | Electric, 100% Usage | 75F | Yes | 2F | Night Setup +2h | Not Applicable | None | 318 Rated kWh, 100% Usage | 20 ft^2 | Fiberglass | 30% Leakage, R-4 | 2 ft | None | None | None | None | None | None | Single-Family Detached & Mobile Home | None | 1 | 62F | Yes | 6F | Night -3h | No Exterior Use | Uninsulated, TrunkBranch, Copper | 100% Usage | Fuel Wall/Floor Furnace | None | None | None | No | None | None | None | None | Summer = 0.7, Winter = 0.85 | None | 100% Usage | 100% Usage | Aurora Buckley Field Angb | 39.72 | -104.75 | CR05 | None | Year-Round, 3 days/wk | Left/Right at 15ft | Northwest | None | 1 | 0.95 | None | No | Hour17 | 33 | EF 15.9, 100% Usage | CO, 00814 | Asphalt Shingles, Medium | Stochastic | None | 1 | Medium | F12 B12 L12 R12 | 20 | 390.4 | 1220 | 1220 | 85.17 | 30.17 | 5437.2635 | 11604.847 | 0 | 1364 | 18.55 | 39.6 | 30 | 20-30 | 1166.33 | 1918.94 | 0 | 139.96
505333 | heating | electric | 1990s | 1980-99 | 3 | Vented Attic | Single-Family Detached | Single-Family Detached | Single-Family Detached | 750-999 | 0-1499 | Slab | 1 | Wood, Medium/Dark | Wood Frame | Wood Frame, Wood, Medium/Dark | Natural Gas | None | No AC | Has ducts | In-unit HVAC | No | Fuel Furnace, 76% AFUE | Ducted Heating | Natural Gas Fuel Furnace | 40 ACH50 | R-49 | None | None | Unfinished, Uninsulated | 2ft R5 Under, Horizontal | Wood Stud, R-19 | 100% LED | None | EF 12, National Average | None | None | None | None | None | None | None | Typical Efficiency | 2 | CO, Denver County | CO | Occupied | Natural Gas Standard | Natural Gas | WH in unit | Single, Clear, Metal | renter_occupied | 41.9871 | 885 | 8.33e-05 | Electric | Gas | Hour3 | None | Standard Efficiency | Mountain | West | Cold | 5B | Electric, 80% Usage | Standard, 80% Usage | Yes | Gas, 80% Usage | 75F | No | 0F | None | Not Applicable | None | None | 20 ft^2 | Fiberglass | 20% Leakage, R-4 | 2 ft | None | None | None | None | None | None | Single-Family Detached & Mobile Home | None | 1 | 72F | Yes | 6F | Day and Night +5h | No Exterior Use | Uninsulated, TrunkBranch, Copper | 50% Usage | Fuel Furnace | None | None | None | No | None | None | None | None | Summer = 0.7, Winter = 0.85 | None | 100% Usage | 100% Usage | Aurora Buckley Field Angb | 39.72 | -104.75 | CR05 | None | Year-Round, 3 days/wk | Left/Right at 15ft | West | None | 0.5 | 0.91 | None | No | Hour15 | 33 | EF 15.9, 100% Usage | CO, 00814 | Wood Shingles | Stochastic | None | 1 | Low | F12 B12 L12 R12 | 20 | 283.2 | 885 | 885 | 2673.83 | 4.17 | 0 | 15937.8947 | 0 | 989.46 | 0 | 54.38 | 40 | 40-50 | 993.38 | 1116.29 | 0 | 119.21
2578 | heating | fossil | <1940 | <1940 | 4 | Vented Attic | Single-Family Detached | Single-Family Detached | Single-Family Detached | 2000-2499 | 1500-2499 | Vented Crawlspace | 2 | Vinyl, Light | Wood Frame | Wood Frame, Vinyl, Light | Natural Gas | Room AC, EER 10.7 | Room AC | No ducts | In-unit HVAC | No | Fuel Wall/Floor Furnace, 68% AFUE | Non-Ducted Heating | Natural Gas Fuel Wall/Floor Furnace | 10 ACH50 | R-7 | Uninsulated | Uninsulated | Unfinished, Uninsulated | None | Wood Stud, Uninsulated | 100% CFL | None | None | None | None | None | None | None | None | None | None | 2 | CO, Denver County | CO | Occupied | Natural Gas Premium | Natural Gas | WH in unit | Single, Clear, Non-metal | owner_occupied | 200.1439 | 2176 | 0.033894 | Electric | Electric | Hour17 | None | None | Mountain | West | Cold | 5B | Electric, 80% Usage | EnergyStar, 80% Usage | Yes | Electric, 80% Usage | 65F | Yes | 5F | Night Setup -3h | Not Applicable | None | None | 20 ft^2 | Fiberglass | None | 2 ft | None | None | None | None | None | None | Single-Family Detached & Mobile Home | None | 2 | 70F | No | 0F | None | No Exterior Use | Uninsulated, TrunkBranch, Copper | 50% Usage | Fuel Wall/Floor Furnace | None | None | None | No | None | None | None | None | Summer = 0.7, Winter = 0.85 | None | 100% Usage | 100% Usage | Aurora Buckley Field Angb | 39.72 | -104.75 | CR05 | None | Year-Round, 3 days/wk | Left/Right at 15ft | East | None | 0.5 | 0.91 | None | No | Hour18 | 33 | EF 17.6, 100% Usage | CO, 00814 | Composition Shingles | Stochastic | None | 1 | Low | F9 B9 L9 R9 | 20 | 0 | 1088 | 2176 | 247.17 | 1.17 | 7239.0735 | 21410.8837 | 0 | 1216.42 | 24.7 | 73.06 | 40 | 40-50 | 2202.86 | 2353.97 | 550.71 | 198.26
5274 | heating | fossil | 1970s | 1960-79 | 3 | Vented Attic | Single-Family Detached | Single-Family Detached | Single-Family Detached | 1000-1499 | 0-1499 | Slab | 1 | Brick, Medium/Dark | Wood Frame | Wood Frame, Brick, Medium/Dark | Electricity | None | No AC | No ducts | In-unit HVAC | Yes | Electric Baseboard, 100% Efficiency | Non-Ducted Heating | Electricity Baseboard | 10 ACH50 | R-30 | None | None | Unfinished, Uninsulated | Uninsulated | Wood Stud, R-7 | 100% CFL | None | None | None | None | None | None | None | None | None | None | 1 | CO, Denver County | CO | Occupied | Electric Standard | Electricity | WH in unit | Double, Clear, Non-metal, Air | owner_occupied | 195.133 | 1220 | 0 | Electric | Electric | Hour5 | None | Standard Efficiency | Mountain | West | Cold | 5B | Electric, 100% Usage | EnergyStar, 100% Usage | Yes | Electric, 100% Usage | 72F | Yes | 2F | Day Setup -1h | Not Applicable | None | None | 20 ft^2 | Fiberglass | None | 2 ft | None | None | None | None | None | None | Single-Family Detached & Mobile Home | None | 1 | 72F | Yes | 12F | Day +4h | No Exterior Use | Uninsulated, TrunkBranch, Copper | 100% Usage | Electric Baseboard & Wall Furnace | None | None | None | No | None | None | None | None | Summer = 0.7, Winter = 0.85 | None | 100% Usage | 100% Usage | Aurora Buckley Field Angb | 39.72 | -104.75 | CR05 | None | Year-Round, 3 days/wk | Left/Right at 15ft | South | None | 1 | 0.91 | None | No | Hour17 | 33 | EF 17.6, 100% Usage | CO, 00812 | Asphalt Shingles, Medium | Stochastic | None | 1 | Medium | F6 B6 L6 R6 | 20 | 0 | 1220 | 1220 | 3640.67 | 37 | 0 | 6857.0822 | 0 | 1364 | 0 | 23.4 | 50 | 40-50 | 1166.33 | 1335.78 | 0 | 69.98
9112 | heating | fossil | 1980s | 1980-99 | 2 | Vented Attic | Single-Family Detached | Single-Family Detached | Single-Family Detached | 1000-1499 | 0-1499 | Vented Crawlspace | 1 | Wood, Medium/Dark | Wood Frame | Wood Frame, Wood, Medium/Dark | Natural Gas | None | No AC | Has ducts | In-unit HVAC | No | Fuel Furnace, 76% AFUE | Ducted Heating | Natural Gas Fuel Furnace | 15 ACH50 | R-13 | Uninsulated | Uninsulated | Unfinished, Uninsulated | None | Wood Stud, R-11 | 100% Incandescent | None | None | None | None | None | None | None | None | None | None | 2 | CO, Denver County | CO | Occupied | Electric Standard | Electricity | WH in unit | Double, Low-E, Non-metal, Air, M-Gain | owner_occupied | 195.133 | 1220 | 0.011073 | Electric | Electric | Hour1 | None | Standard Efficiency | Mountain | West | Cold | 5B | Electric, 120% Usage | EnergyStar, 120% Usage | Yes | Electric, 120% Usage | 65F | No | 0F | None | Not Applicable | None | 290 Rated kWh, 120% Usage | 20 ft^2 | Fiberglass | 30% Leakage, Uninsulated | 2 ft | None | None | None | None | None | None | Single-Family Detached & Mobile Home | None | 1 | 70F | Yes | 3F | Day -4h | No Exterior Use | Uninsulated, TrunkBranch, Copper | 200% Usage | Fuel Furnace | None | None | None | No | None | None | None | None | Summer = 0.7, Winter = 0.85 | None | 100% Usage | 100% Usage | Aurora Buckley Field Angb | 39.72 | -104.75 | CR05 | None | Year-Round, 3 days/wk | Left/Right at 15ft | Northwest | None | 2 | 0.91 | None | No | Hour8 | 33 | EF 17.6, 100% Usage | CO, 00812 | Asphalt Shingles, Medium | Stochastic | None | 1 | High | F9 B9 L9 R9 | 20 | 390.4 | 1220 | 1220 | 4411.5 | 0 | 0 | 13362.7374 | 0 | 1364 | 0 | 45.6 | 30 | 20-30 | 1166.33 | 1335.78 | 583.17 | 104.97
37662 | heating | fossil | 1970s | 1960-79 | 4 | Vented Attic | Single-Family Attached | Single-Family Attached | Single-Family Attached | 2000-2499 | 1500-2499 | Slab | 2 | Brick, Medium/Dark | Wood Frame | Wood Frame, Brick, Medium/Dark | Natural Gas | None | No AC | Has ducts | In-unit HVAC | No | Fuel Furnace, 92.5% AFUE | Ducted Heating | Natural Gas Fuel Furnace | 7 ACH50 | R-38 | None | None | Unfinished, Uninsulated | Uninsulated | Wood Stud, R-7 | 100% Incandescent | None | None | None | None | None | None | None | None | None | Typical Efficiency | 2 | CO, Denver County | CO | Occupied | Natural Gas Standard | Natural Gas | WH in unit | Double, Low-E, Non-metal, Air, M-Gain | renter_occupied | 91.8282 | 2152 | 0.0037579 | Electric | Electric | Hour22 | None | Standard Efficiency | Mountain | West | Cold | 5B | Electric, 80% Usage | EnergyStar, 80% Usage | Yes | Electric, 80% Usage | 72F | No | 0F | None | Not Applicable | None | None | 20 ft^2 | Fiberglass | 20% Leakage, R-4 | 2 ft | None | None | Middle | None | None | 12 | Multi-Family & Single-Family Attached | None | 2 | 75F | No | 0F | None | No Exterior Use | Uninsulated, TrunkBranch, Copper | 50% Usage | Fuel Furnace | None | None | None | No | None | None | None | None | Summer = 0.7, Winter = 0.85 | None | 100% Usage | 100% Usage | Aurora Buckley Field Angb | 39.72 | -104.75 | CR05 | None | Year-Round, 3 days/wk | 27 | Southeast | None | 0.5 | 0.79 | None | No | Hour18 | 33 | EF 17.6, 100% Usage | CO, 00814 | Asphalt Shingles, Medium | Stochastic | None | 1 | Low | F9 B9 L9 R9 | 20 | 597.18 | 1076 | 2152 | 3886 | 8.5 | 0 | 9119.9472 | 0 | 1203 | 0 | 31.12 | 40 | 40-50 | 782.38 | 782.38 | 0 | 70.41
41979 | heating | fossil | 1980s | 1980-99 | 1 | Vented Attic | Single-Family Attached | Single-Family Attached | Single-Family Attached | 500-749 | 0-1499 | Heated Basement | 2 | Stucco, Light | Wood Frame | Wood Frame, Stucco, Light | Natural Gas | AC, SEER 13 | Central AC | Has ducts | In-unit HVAC | No | Fuel Furnace, 92.5% AFUE | Ducted Heating | Natural Gas Fuel Furnace | 20 ACH50 | R-13 | Uninsulated | Wall R-10, Exterior | Unfinished, Uninsulated | None | Wood Stud, R-11 | 100% CFL | None | None | None | None | None | None | None | None | None | None | 1 | CO, Denver County | CO | Occupied | Natural Gas Standard | Natural Gas | WH in unit | Double, Clear, Metal, Air | renter_occupied | 82.8375 | 617 | 0.00076935 | Electric | Gas | Hour4 | None | None | Mountain | West | Cold | 5B | Electric, 120% Usage | EnergyStar, 120% Usage | Yes | Gas, 120% Usage | 72F | No | 0F | None | Not Applicable | None | 290 Rated kWh, 120% Usage | 20 ft^2 | Fiberglass | 0% Leakage, Uninsulated | 2 ft | None | None | Middle | None | None | 24 | Multi-Family & Single-Family Attached | None | 2 | 70F | Yes | 3F | Day and Night -2h | No Exterior Use | Uninsulated, TrunkBranch, Copper | 200% Usage | Fuel Furnace | None | None | None | No | None | None | None | None | Summer = 0.7, Winter = 0.85 | None | 100% Usage | 100% Usage | Aurora Buckley Field Angb | 39.72 | -104.75 | CR05 | None | Year-Round, 3 days/wk | 27 | North | None | 2 | 0.79 | None | No | Hour21 | 33 | EF 17.6, 100% Usage | CO, 00812 | Composition Shingles | Stochastic | None | 1 | High | F9 B9 L9 R9 | 20 | 0 | 205.67 | 617 | 9550.33 | 8.67 | 1439.4035 | 3231.1345 | 0 | 229.94 | 4.91 | 11.03 | 30 | 20-30 | 342.05 | 342.05 | 171.03 | 30.78
316423 | heating | fossil | 1960s | 1960-79 | 2 | None | 2 Unit | Multifamily with 2-4 Units | Multi-Family with 2 - 4 Units | 750-999 | 0-1499 | Vented Crawlspace | 2 | Brick, Medium/Dark | Wood Frame | Wood Frame, Brick, Medium/Dark | Natural Gas | Room AC, EER 12.0 | Room AC | No ducts | In-unit HVAC | No | Fuel Wall/Floor Furnace, 68% AFUE | Non-Ducted Heating | Natural Gas Fuel Wall/Floor Furnace | 10 ACH50 | None | Uninsulated | Uninsulated | Finished, R-30 | None | Wood Stud, Uninsulated | 100% CFL | EF 15.9 | None | None | None | None | None | None | None | None | None | 2 | CO, Denver County | CO | Occupied | Natural Gas Standard | Natural Gas | WH in unit | Double, Clear, Non-metal, Air | owner_occupied | 76.1827 | 853 | 0.0027507 | Electric | Gas | Hour1 | None | Standard Efficiency | Mountain | West | Cold | 5B | Electric, 120% Usage | EnergyStar, 120% Usage | Yes | Gas, 120% Usage | 60F | No | 0F | None | Double-Loaded Interior | None | None | 20 ft^2 | Fiberglass | None | 2 ft | None | Not Applicable | None | Top | 2 | None | Multi-Family & Single-Family Attached | None | 2 | 75F | Yes | 12F | Night -3h | No Exterior Use | Uninsulated, TrunkBranch, Copper | 200% Usage | Fuel Wall/Floor Furnace | None | None | None | No | None | None | None | None | Summer = 0.7, Winter = 0.85 | None | 100% Usage | 100% Usage | Aurora Buckley Field Angb | 39.72 | -104.75 | CR05 | None | Year-Round, 3 days/wk | 12 | Southeast | None | 2 | 0.96 | None | None | Hour18 | 33 | EF 17.6, 100% Usage | CO, 00813 | Asphalt Shingles, Medium | Stochastic | None | 1 | High | F18 B18 L18 R18 | 20 | 0 | 0 | 853 | 375 | 66.33 | 4087.4017 | 7546.6973 | 0 | 853 | 13.95 | 25.75 | 30 | 20-30 | 975.25 | 975.25 | 0 | 175.55

## REC
Building ID | Date | Fuel |  | Unprogrammed Heating Energy [GJ] | Unprogrammed Cost [$] | Optimized Energy [J] | Optimized Cost [$]
1 | 2022-01-01 | Elec | SFHPSlab | 0.267 | 3.8024 | 0.18521 | 2.6461
2 | 2022-01-01 | NG | SFNGSlab | 0.34 | 1.8922 | 0.2587 | 1.4741
3 | 2022-01-01 | Elec | NG | 0.4927 | 2.6442 | 0.4122 | 2.2416
4 | 2022-01-01 | Elec | Elec | 0.45 | 6.7146 | 0.35785 | 5.2411
5 | 2022-01-01 | NG |  | 0.53 | 3.95

## Sheet3
2022-10-01 | 2022-10-02 | 2022-10-03 | 2022-10-04 | 2022-10-05 | 2022-11-01 | 2022-11-02 | 2022-11-03 | 2022-11-04 | 2022-11-05 | 2022-12-01 | 2022-12-02 | 2022-12-03 | 2022-12-04 | 2022-12-05 | 2022-01-01 | 2022-01-02 | 2022-01-03 | 2022-01-04 | 2022-01-05 | 2022-02-01 | 2022-02-02 | 2022-02-03 | 2022-02-04 | 2022-02-05 | 2022-03-01 | 2022-03-02 | 2022-03-03 | 2022-03-04 | 2022-03-05
19.5 | 18.5 | 18.5 | 18.5 | 19.5 | 18.5 | 22.5 | 18.5 | 18.5 | 18.5 | 18.5 | 18.5 | 18.5 | 18.5 | 20 | 19 | 18.5 | 18.5 | 18.5 | 21 | 18.5 | 18.5 | 18.5 | 18.5 | 19 | 18.5 | 18.5 | 18.5 | 18.5 | 20.5
19 | 18.5 | 18.5 | 18.5 | 19.5 | 18.5 | 18.5 | 18.5 | 18.5 | 18.5 | 18.5 | 18.5 | 18.5 | 18.5 | 19.5 | 19 | 18.5 | 18.5 | 18.5 | 21.5 | 18.5 | 18.5 | 18.5 | 18.5 | 18.5 | 18.5 | 18.5 | 18.5 | 18.5 | 18.5
18.5 | 18.5 | 18.5 | 18.5 | 19.5 | 18.5 | 18.5 | 18.5 | 18.5 | 18.5 | 18.5 | 18.5 | 18.5 | 18.5 | 19 | 19 | 18.5 | 18.5 | 18.5 | 19.5 | 18.5 | 18.5 | 18.5 | 18.5 | 19 | 18.5 | 18.5 | 18.5 | 18.5 | 18.5
18.5 | 18.5 | 18.5 | 18.5 | 19.5 | 18.5 | 20.5 | 18.5 | 18.5 | 19 | 18.5 | 18.5 | 18.5 | 18.5 | 19 | 18.5 | 18.5 | 18.5 | 18.5 | 21 | 18.5 | 21 | 18.5 | 18.5 | 19 | 18.5 | 18.5 | 18.5 | 18.5 | 18.5
18.5 | 18.5 | 18.5 | 18.5 | 19.5 | 18.5 | 20.5 | 18.5 | 18.5 | 18.5 | 18.5 | 18.5 | 18.5 | 18.5 | 19 | 18.5 | 21 | 18.5 | 18.5 | 21.5 | 18.5 | 22.5 | 18.5 | 18.5 | 19 | 18.5 | 18.5 | 18.5 | 18.5 | 19
18.5 | 18.5 | 18.5 | 18.5 | 19.5 | 18.5 | 22.5 | 18.5 | 18.5 | 19.5 | 18.5 | 18.5 | 18.5 | 18.5 | 19 | 18.5 | 23 | 18.5 | 18.5 | 19.5 | 18.5 | 23 | 18.5 | 18.5 | 18.5 | 18.5 | 18.5 | 18.5 | 18.5 | 20
18 | 18.5 | 18.5 | 18.5 | 19.5 | 18.5 | 18.5 | 18.5 | 18.5 | 18.5 | 18.5 | 18.5 | 18.5 | 18.5 | 19 | 18.5 | 23.5 | 18.5 | 18.5 | 20.5 | 18.5 | 23 | 18.5 | 18.5 | 18.5 | 18.5 | 18 | 18.5 | 21 | 19
19 | 18.5 | 18.5 | 18.5 | 19.5 | 18.5 | 18.5 | 18.5 | 19 | 18.5 | 18.5 | 18.5 | 18.5 | 18.5 | 18.5 | 18.5 | 18.5 | 18.5 | 18.5 | 21.5 | 18.5 | 23 | 18.5 | 18.5 | 18.5 | 18.5 | 18.5 | 18.5 | 24 | 19
18.5 | 18.5 | 18.5 | 18.5 | 19.5 | 18.5 | 18.5 | 18.5 | 19 | 19 | 18.5 | 18.5 | 18.5 | 18.5 | 18.5 | 18.5 | 18.5 | 18.5 | 18.5 | 20 | 18.5 | 22.5 | 18.5 | 18.5 | 18.5 | 18.5 | 18.5 | 18.5 | 18.5 | 18.5
19 | 18.5 | 18.5 | 18.5 | 19 | 18.5 | 18.5 | 18.5 | 18.5 | 19.5 | 18.5 | 18.5 | 18.5 | 19 | 19 | 18.5 | 18.5 | 18.5 | 18.5 | 18.5 | 18.5 | 18.5 | 18.5 | 18.5 | 18.5 | 19 | 18.5 | 18.5 | 18.5 | 18.5
18.5 | 18.5 | 18.5 | 18.5 | 19 | 19 | 18.5 | 18.5 | 18.5 | 20 | 19 | 18.5 | 18.5 | 19 | 18.5 | 19 | 18.5 | 18.5 | 18.5 | 20 | 18.5 | 18.5 | 18.5 | 18.5 | 19 | 19.5 | 18.5 | 18.5 | 18.5 | 18.5
19.5 | 18.5 | 18.5 | 19 | 19 | 19.5 | 22.5 | 18.5 | 21.5 | 21 | 19 | 19.5 | 18.5 | 18.5 | 18.5 | 20 | 18.5 | 18.5 | 18.5 | 19.5 | 18.5 | 18.5 | 18.5 | 18.5 | 18.5 | 20 | 20 | 18.5 | 18.5 | 18.5
18.5 | 22.5 | 18.5 | 19 | 19 | 20 | 18.5 | 18.5 | 18.5 | 18.5 | 20 | 20.5 | 18.5 | 18.5 | 18.5 | 20 | 18.5 | 18.5 | 18.5 | 19 | 19 | 18.5 | 18.5 | 18.5 | 18.5 | 20.5 | 23.5 | 18.5 | 18.5 | 19.5
18.5 | 23 | 18.5 | 19 | 19 | 18.5 | 18.5 | 18.5 | 18.5 | 18.5 | 18.75 | 18.5 | 18.5 | 19 | 19 | 20 | 18.5 | 18.5 | 18.5 | 20.5 | 19 | 18.5 | 18.5 | 18.5 | 18.5 | 18.5 | 18.5 | 18.5 | 18.5 | 18.5
20 | 18.5 | 18.5 | 18.5 | 19 | 18.5 | 21 | 18.5 | 21 | 18.5 | 18.875 | 18.5 | 18.5 | 18.5 | 18.5 | 21 | 18.5 | 18.5 | 18.5 | 18.5 | 18.5 | 18.5 | 18.5 | 18.5 | 18.5 | 18.5 | 18.5 | 18.5 | 18.5 | 19.5
19.25 | 18.5 | 18.5 | 18.5 | 19.75 | 18.5 | 18.5 | 18.5 | 18.5 | 18.5 | 19.125 | 18.5 | 18.5 | 19.5 | 19.5 | 20.5 | 19 | 18.5 | 18.5 | 18.5 | 18.5 | 18.5 | 18.5 | 18.5 | 18.5 | 18.5 | 18.5 | 18.5 | 18.5 | 20
20.25 | 18.5 | 18.5 | 19 | 19.5 | 18.5 | 18.5 | 18.5 | 18.5 | 18.5 | 19.25 | 18.5 | 18.5 | 18.5 | 19 | 18.5 | 18.5 | 18.5 | 18.5 | 20.5 | 18.5 | 18.5 | 18.5 | 18.5 | 18.5 | 18.5 | 18.5 | 18.5 | 18.5 | 18.5
18.5 | 18.5 | 18.5 | 19 | 19.5 | 18.5 | 18.5 | 18.5 | 18.5 | 18.5 | 19.75 | 18.5 | 18.5 | 18.5 | 18.5 | 18.5 | 18.5 | 18.5 | 18.5 | 19.5 | 18.5 | 18.5 | 18.5 | 18.5 | 18.5 | 18.5 | 18.5 | 18.5 | 18.5 | 18.5
19.25 | 18.5 | 18.5 | 18.5 | 19.5 | 18.5 | 18.5 | 18.5 | 18.5 | 18.5 | 18.5 | 18.5 | 18.5 | 18.5 | 20 | 18.5 | 18.5 | 18.5 | 18.5 | 19 | 18.5 | 18.5 | 18.5 | 18.5 | 18.5 | 18.5 | 18.5 | 18.5 | 18.5 | 20
19 | 18.5 | 18.5 | 18.5 | 19.5 | 18.5 | 18.5 | 18.5 | 18.5 | 18.5 | 19 | 18.5 | 18.5 | 18.5 | 20 | 19 | 18.5 | 18.5 | 18.5 | 18.5 | 18.5 | 18.5 | 18.5 | 18.5 | 19 | 18.5 | 18.5 | 18.5 | 18.5 | 19.5
18.5 | 18.5 | 18.5 | 18.5 | 18.5 | 18.5 | 18.5 | 18.5 | 18.5 | 19 | 18.5 | 18.5 | 18.5 | 18.5 | 19 | 18.5 | 18.5 | 18.5 | 18.5 | 18.5 | 18.5 | 18.5 | 18.5 | 18.5 | 18.5 | 18.5 | 18.5 | 18.5 | 18.5 | 18.5
18.5 | 18.5 | 18.5 | 18.5 | 18.5 | 18.5 | 18.5 | 18.5 | 18.5 | 18.5 | 20.5 | 18.5 | 18.5 | 19 | 18.5 | 18.5 | 18.5 | 18.5 | 18.5 | 19.5 | 18.5 | 18.5 | 18.5 | 18.5 | 18.5 | 18.5 | 18.5 | 18.5 | 18.5 | 18.5
18.875 | 18.5 | 18.5 | 18.5 | 19 | 18.5 | 18.5 | 18.5 | 18.5 | 18.5 | 18.5 | 18.5 | 18.5 | 18.5 | 18.5 | 18.5 | 18.5 | 18.5 | 18.5 | 19.5 | 18.5 | 20.5 | 18.5 | 18.5 | 18.5 | 18.5 | 18.5 | 18.5 | 18.5 | 18.5
19.5 | 18.5 | 18.5 | 18.5 | 19 | 18.5 | 18.5 | 18.5 | 18.5 | 18.5 | 19.125 | 18.5 | 18.5 | 18.5 | 19 | 18.5 | 18.5 | 18.5 | 18.5 | 19.5 | 18.5 | 21.5 | 18.5 | 18.5 | 18.5 | 18.5 | 18.5 | 18.5 | 18.5 | 18.5

## Sheet2
Building ID | Date | WD or WE | stock id delete later | Unprogrammed Heating Energy [GJ] | Unprogrammed Cost [$] | Optimized Energy [GJ] | Optimized Cost [$] | Recommended Cost [$] | Recommended Energy [J]
1 | 2022-10-01 | WE | 2068
2 | 2022-10-01 |  | 2876
3 | 2022-10-01 |  | 7447
4 | 2022-10-01 |  | 14231
5 | 2022-10-01 |  | 30719
6 | 2022-10-01 |  | 116279
7 | 2022-10-01 |  | 202101
8 | 2022-10-01 |  | 395397
9 | 2022-10-01 |  | 505333
10 | 2022-10-01 |  | 2578
11 | 2022-10-01 |  | 5274
12 | 2022-10-01 |  | 9112
13 | 2022-10-01 |  | 37662
14 | 2022-10-01 |  | 41979
15 | 2022-10-01 |  | 316423
1 | 2022-11-01 | WD | 2068
2 | 2022-11-01 |  | 2876
3 | 2022-11-01 |  | 7447
4 | 2022-11-01 |  | 14231
5 | 2022-11-01 |  | 30719
6 | 2022-11-01 |  | 116279
7 | 2022-11-01 |  | 202101
8 | 2022-11-01 |  | 395397
9 | 2022-11-01 |  | 505333
10 | 2022-11-01 |  | 2578
11 | 2022-11-01 |  | 5274
12 | 2022-11-01 |  | 9112
13 | 2022-11-01 |  | 37662
14 | 2022-11-01 |  | 41979
15 | 2022-11-01 |  | 316423
1 | 2022-12-01 | WE | 2068
2 | 2022-12-01 |  | 2876
3 | 2022-12-01 |  | 7447
4 | 2022-12-01 |  | 14231
5 | 2022-12-01 |  | 30719
6 | 2022-12-01 |  | 116279
7 | 2022-12-01 |  | 202101
8 | 2022-12-01 |  | 395397
9 | 2022-12-01 |  | 505333
10 | 2022-12-01 |  | 2578
11 | 2022-12-01 |  | 5274
12 | 2022-12-01 |  | 9112
13 | 2022-12-01 |  | 37662
14 | 2022-12-01 |  | 41979
15 | 2022-12-01 |  | 316423
1 | 2022-01-01 | WD | 2068 | 0.52 | 7.55 | 0.4 | 5.67
2 | 2022-01-01 |  | 2876 | 0.41 | 6.19 | 0.39 | 5.57
3 | 2022-01-01 |  | 7447 | 0.86 | 11.8 | 0.66 | 9.43
4 | 2022-01-01 |  | 14231 | 0.603 | 9.04 | 0.597 | 8.54
5 | 2022-01-01 |  | 30719 | 0.744 | 10.72 | 0.51 | 7.17
6 | 2022-01-01 |  | 116279 | 0.215 | 3.22 | 0.158 | 2.39
7 | 2022-01-01 |  | 202101 | 0.19001 | 2.7498 | 0.1518 | 2.238
8 | 2022-01-01 |  | 395397 | 1.0186 | 14.5259 | 0.80927 | 11.3989
9 | 2022-01-01 |  | 505333 | 0.71228 | 10.3412 | 0.56576 | 8.2153
10 | 2022-01-01 |  | 2578 | 2.1741 | 11.051 | 1.8209 | 9.2853
11 | 2022-01-01 |  | 5274 | 0.14085 | 0.88492 | 0.10359 | 0.69857
12 | 2022-01-01 |  | 9112 | 1.4556 | 7.4588 | 1.1667 | 6.0143
13 | 2022-01-01 |  | 37662 | 0.68291 | 3.5952 | 0.52531 | 2.8072
14 | 2022-01-01 |  | 41979 | 0.29814 | 1.6713 | 0.25869 | 1.4741
15 | 2022-01-01 |  | 316423 | 0.3547 | 1.958 | 0.24387 | 1.4
1 | 2022-02-01 | WE | 2068
2 | 2022-02-01 |  | 2876
3 | 2022-02-01 |  | 7447
4 | 2022-02-01 |  | 14231
5 | 2022-02-01 |  | 30719
6 | 2022-02-01 |  | 116279
7 | 2022-02-01 |  | 202101
8 | 2022-02-01 |  | 395397
9 | 2022-02-01 |  | 505333
10 | 2022-02-01 |  | 2578
11 | 2022-02-01 |  | 5274
12 | 2022-02-01 |  | 9112
13 | 2022-02-01 |  | 37662
14 | 2022-02-01 |  | 41979
15 | 2022-02-01 |  | 316423
1 | 2022-03-01 | WD | 2068
2 | 2022-03-01 |  | 2876
3 | 2022-03-01 |  | 7447
4 | 2022-03-01 |  | 14231
5 | 2022-03-01 |  | 30719
6 | 2022-03-01 |  | 116279
7 | 2022-03-01 |  | 202101
8 | 2022-03-01 |  | 395397
9 | 2022-03-01 |  | 505333
10 | 2022-03-01 |  | 2578
11 | 2022-03-01 |  | 5274
12 | 2022-03-01 |  | 9112
13 | 2022-03-01 |  | 37662
14 | 2022-03-01 |  | 41979
15 | 2022-03-01 |  | 316423

## Setpoint Schedules
Building 1 | Building 2 | Building 3 | Building 4 | Building 5 | Hybrid 1,2 | Hybrid 1,3 | Hybrid 3,5 | Hybrid 2,3
20 | 18.5 | 18.5 | 19 | 21 | 19.25 | 19.25 | 19.75 | 18.5
19.5 | 19 | 18.5 | 19 | 20 | 19.25 | 19 | 19.25 | 18.75
18.5 | 20 | 18.5 | 19 | 20 | 19.25 | 18.5 | 19.25 | 19.25
18.5 | 21 | 18.5 | 19 | 20 | 19.75 | 18.5 | 19.25 | 19.75
18.5 | 22 | 18.5 | 19 | 20 | 20.25 | 18.5 | 19.25 | 20.25
18.5 | 23 | 18.5 | 18.5 | 19.5 | 20.75 | 18.5 | 19 | 20.75
18 | 23.5 | 18.5 | 18.5 | 19.5 | 20.75 | 18.25 | 19 | 21
18.5 | 18.5 | 18.5 | 18.5 | 19.5 | 18.5 | 18.5 | 19 | 18.5
18.5 | 18.5 | 18.5 | 18.5 | 18.5 | 18.5 | 18.5 | 18.5 | 18.5
18.5 | 18.5 | 18.5 | 18.5 | 18.5 | 18.5 | 18.5 | 18.5 | 18.5
19 | 18.5 | 18.5 | 18.5 | 19.5 | 18.75 | 18.75 | 19 | 18.5
18.5 | 18.5 | 18.5 | 18.5 | 19.5 | 18.5 | 18.5 | 19 | 18.5
18.5 | 18.5 | 18.5 | 18.5 | 21 | 18.5 | 18.5 | 19.75 | 18.5
20 | 18.5 | 18.5 | 18.5 | 19 | 19.25 | 19.25 | 18.75 | 18.5
18 | 18.5 | 18.5 | 18.5 | 18.5 | 18.25 | 18.25 | 18.5 | 18.5
18 | 18.5 | 18.5 | 18.5 | 18.5 | 18.25 | 18.25 | 18.5 | 18.5
18 | 19 | 18.5 | 18.5 | 18.5 | 18.5 | 18.25 | 18.5 | 18.75
18.5 | 18.5 | 18.5 | 18.5 | 19 | 18.5 | 18.5 | 18.75 | 18.5
19 | 19 | 18.5 | 18.5 | 18.5 | 19 | 18.75 | 18.5 | 18.75
18.5 | 18.5 | 18.5 | 19 | 18.5 | 18.5 | 18.5 | 18.5 | 18.5
18.5 | 18.5 | 18.5 | 19 | 19 | 18.5 | 18.5 | 18.75 | 18.5
19 | 18.5 | 18.5 | 19 | 19 | 18.75 | 18.75 | 18.75 | 18.5
18.5 | 18.5 | 18.5 | 19 | 20.5 | 18.5 | 18.5 | 19.5 | 18.5
18 | 18.5 | 18.5 | 19 | 18.5 | 18.25 | 18.25 | 18.5 | 18.5